## ESS
|  | 2019-01-01 | [7 empty] | 2019-03-01 | [8 empty] | 2019-05-01 | [7 empty] | 2019-07-01 | [8 empty] | 2019-09-01 | [8 empty] | 2019-11-01
[6 empty] | 2019-02-01 | [7 empty] | 2019-04-01 | [8 empty] | 2019-06-01 | [8 empty] | 2019-08-01 | [8 empty] | 2019-10-01 | [7 empty] | 2019-12-01
| Week | 1 | 2 | 3 | 4 | 5 | 6 | 7 | 8 | 9 | 10 | 11 | 12 | 13 | 14 | 15 | 16 | 17 | 18 | 19 | 20 | 21 | 22 | 23 | 24 | 25 | 26 | 27 | 28 | 29 | 30 | 31 | 32 | 33 | 34 | 35 | 36 | 37 | 38 | 39 | 40 | 41 | 42 | 43 | 44 | 45 | 46 | 47 | 48 | 49 | 50 | 51 | 52 | 53
| Monday |  | 7 | 14 | 21 | 28 | 4 | 11 | 18 | 25 | 4 | 11 | 18 | 25 | 1 | 8 | 15 | 22 | 29 | 6 | 13 | 20 | 27 | 3 | 10 | 17 | 24 | 1 | 8 | 15 | 22 | 29 | 5 | 12 | 19 | 26 | 2 | 9 | 16 | 23 | 30 | 7 | 14 | 21 | 28 | 4 | 11 | 18 | 25 | 2 | 9 | 16 | 23 | 30
| Tuesday | 1 | 8 | 15 | 22 | 29 | 5 | 12 | 19 | 26 | 5 | 12 | 19 | 26 | 2 | 9 | 16 | 23 | 30 | 7 | 14 | 21 | 28 | 4 | 11 | 18 | 25 | 2 | 9 | 16 | 23 | 30 | 6 | 13 | 20 | 27 | 3 | 10 | 17 | 24 | 1 | 8 | 15 | 22 | 29 | 5 | 12 | 19 | 26 | 3 | 10 | 17 | 24 | 31
| Wednesday | 2 | 9 | 16 | 23 | 30 | 6 | 13 | 20 | 27 | 6 | 13 | 20 | 27 | 3 | 10 | 17 | 24 | 1 | 8 | 15 | 22 | 29 | 5 | 12 | 19 | 26 | 3 | 10 | 17 | 24 | 31 | 7 | 14 | 21 | 28 | 4 | 11 | 18 | 25 | 2 | 9 | 16 | 23 | 30 | 6 | 13 | 20 | 27 | 4 | 11 | 18 | 25
| Thursday | 3 | 10 | 17 | 24 | 31 | 7 | 14 | 21 | 28 | 7 | 14 | 21 | 28 | 4 | 11 | 18 | 25 | 2 | 9 | 16 | 23 | 30 | 6 | 13 | 20 | 27 | 4 | 11 | 18 | 25 | 1 | 8 | 15 | 22 | 29 | 5 | 12 | 19 | 26 | 3 | 10 | 17 | 24 | 31 | 7 | 14 | 21 | 28 | 5 | 12 | 19 | 26
| Friday | 4 | 11 | 18 | 25 | 1 | 8 | 15 | 22 | 1 | 8 | 15 | 22 | 29 | 5 | 12 | 19 | 26 | 3 | 10 | 17 | 24 | 31 | 7 | 14 | 21 | 28 | 5 | 12 | 19 | 26 | 2 | 9 | 16 | 23 | 30 | 6 | 13 | 20 | 27 | 4 | 11 | 18 | 25 | 1 | 8 | 15 | 22 | 29 | 6 | 13 | 20 | 27
| Saturday | 5 | 12 | 19 | 26 | 2 | 9 | 16 | 23 | 2 | 9 | 16 | 23 | 30 | 6 | 13 | 20 | 27 | 4 | 11 | 18 | 25 | 1 | 8 | 15 | 22 | 29 | 6 | 13 | 20 | 27 | 3 | 10 | 17 | 24 | 31 | 7 | 14 | 21 | 28 | 5 | 12 | 19 | 26 | 2 | 9 | 16 | 23 | 30 | 7 | 14 | 21 | 28
| Sunday | 6 | 13 | 20 | 27 | 3 | 10 | 17 | 24 | 3 | 10 | 17 | 24 | 31 | 7 | 14 | 21 | 28 | 5 | 12 | 19 | 26 | 2 | 9 | 16 | 23 | 30 | 7 | 14 | 21 | 28 | 4 | 11 | 18 | 25 | 1 | 8 | 15 | 22 | 29 | 6 | 13 | 20 | 27 | 3 | 10 | 17 | 24 | 1 | 8 | 15 | 22 | 29
HT PANEL
Monthly | bar: 1 2 3 4 5 6; 2019-02-01 6 4 5 6 7 8 9 10; 2019-02-01 11 11 12 13 14 15 16 17; 2019-04-01 15 8 9 10 11 12 13 14; 2019-04-01 19 6 7 8 9 10 11 12; 2019-06-01 23 3 4 5 6 7 8 9; 2019-06-01 27 1 2 3 4 5 6 7; 2019-08-01 32 5 6 7 8 9 10 11; 2019-08-01 37 9 10 11 12 13 14 15; 2019-10-01 40 30 1 2 3 4 5 6; 2019-10-01 45 4 5 6 7 8 9 10; 2019-12-01 50 9 10 11 12 13 14 15
Quarterly
Half Yearly
Annually | bar: 2019-10-01 40 30 1 2 3 4 5 6
Transformer 1 (630KVA)
Weekly | [53 empty] | W | bar: 1 2 3 4 5 6 to 2019-12-01 52 23 24 25 26 27 28 29
Monthly | bar: 1 2 3 4 5 6; 2019-02-01 6 4 5 6 7 8 9 10; 2019-02-01 11 11 12 13 14 15 16 17; 2019-04-01 15 8 9 10 11 12 13 14; 2019-04-01 19 6 7 8 9 10 11 12; 2019-06-01 23 3 4 5 6 7 8 9; 2019-06-01 27 1 2 3 4 5 6 7; 2019-08-01 32 5 6 7 8 9 10 11; 2019-08-01 38 16 17 18 19 20 21 22; 2019-10-01 42 14 15 16 17 18 19 20; 2019-10-01 46 11 12 13 14 15 16 17; 2019-12-01 50 9 10 11 12 13 14 15
Quarterly
Half Yearly
Annually
Transformer 2 (750 KVA)
Weekly | [53 empty] | W | bar: 1 2 3 4 5 6 to 2019-12-01 52 23 24 25 26 27 28 29
Monthly | bar: 1 2 3 4 5 6; 2019-02-01 6 4 5 6 7 8 9 10; 2019-02-01 11 11 12 13 14 15 16 17; 2019-04-01 15 8 9 10 11 12 13 14; 2019-04-01 19 6 7 8 9 10 11 12; 2019-06-01 23 3 4 5 6 7 8 9; 2019-06-01 27 1 2 3 4 5 6 7; 2019-08-01 32 5 6 7 8 9 10 11; 2019-08-01 38 16 17 18 19 20 21 22; 2019-10-01 42 14 15 16 17 18 19 20; 2019-10-01 46 11 12 13 14 15 16 17; 2019-12-01 50 9 10 11 12 13 14 15
Quarterly
Half Yearly
Annually
DG1(125 KVA)
Daily Check | [53 empty] | D | bar: 1 2 3 4 5 6 to 2019-12-01 52 23 24 25 26 27 28 29
Monthly | bar: 3 14 15 16 17 18 19 20; 2019-02-01 7 11 12 13 14 15 16 17; 2019-02-01 11 11 12 13 14 15 16 17; 2019-04-01 16 15 16 17 18 19 20 21; 2019-04-01 19 6 7 8 9 10 11 12; 2019-06-01 23 3 4 5 6 7 8 9; 2019-06-01 27 1 2 3 4 5 6 7; 2019-08-01 32 5 6 7 8 9 10 11; 2019-08-01 38 16 17 18 19 20 21 22; 2019-10-01 42 14 15 16 17 18 19 20; 2019-10-01 46 11 12 13 14 15 16 17; 2019-12-01 51 16 17 18 19 20 21 22
Quarterly | bar: 2 7 8 9 10 11 12 13; 2019-06-01 26 24 25 26 27 28 29 30
Half Yearly | bar: 2019-04-01 13 25 26 27 28 29 30 31
Annually
DG2(500 KVA)
Daily Check | [53 empty] | D | bar: 1 2 3 4 5 6 to 2019-12-01 52 23 24 25 26 27 28 29
Monthly | bar: 3 14 15 16 17 18 19 20; 2019-02-01 7 11 12 13 14 15 16 17; 2019-02-01 11 11 12 13 14 15 16 17; 2019-04-01 16 15 16 17 18 19 20 21; 2019-04-01 19 6 7 8 9 10 11 12; 2019-06-01 23 3 4 5 6 7 8 9; 2019-06-01 27 1 2 3 4 5 6 7; 2019-08-01 32 5 6 7 8 9 10 11; 2019-08-01 38 16 17 18 19 20 21 22; 2019-10-01 42 14 15 16 17 18 19 20; 2019-10-01 46 11 12 13 14 15 16 17; 2019-12-01 51 16 17 18 19 20 21 22
Quarterly | bar: 2 7 8 9 10 11 12 13; 2019-06-01 26 24 25 26 27 28 29 30
Half Yearly | bar: 2019-04-01 13 25 26 27 28 29 30 31
Annually
DG3(500 KVA)
Daily Check | [53 empty] | D | bar: 1 2 3 4 5 6 to 2019-12-01 52 23 24 25 26 27 28 29
Monthly | bar: 3 14 15 16 17 18 19 20; 2019-02-01 7 11 12 13 14 15 16 17; 2019-02-01 11 11 12 13 14 15 16 17; 2019-04-01 16 15 16 17 18 19 20 21; 2019-04-01 19 6 7 8 9 10 11 12; 2019-06-01 23 3 4 5 6 7 8 9; 2019-06-01 27 1 2 3 4 5 6 7; 2019-08-01 32 5 6 7 8 9 10 11; 2019-08-01 38 16 17 18 19 20 21 22; 2019-10-01 42 14 15 16 17 18 19 20; 2019-10-01 46 11 12 13 14 15 16 17; 2019-12-01 51 16 17 18 19 20 21 22
Quarterly | bar: 2 7 8 9 10 11 12 13; 2019-06-01 26 24 25 26 27 28 29 30
Half Yearly | bar: 2019-04-01 13 25 26 27 28 29 30 31
Annually
DG4 (250 KVA)
Daily Check | [53 empty] | D | bar: 1 2 3 4 5 6 to 2019-12-01 52 23 24 25 26 27 28 29
Monthly | bar: 3 14 15 16 17 18 19 20; 2019-02-01 7 11 12 13 14 15 16 17; 2019-02-01 11 11 12 13 14 15 16 17; 2019-04-01 16 15 16 17 18 19 20 21; 2019-04-01 19 6 7 8 9 10 11 12; 2019-06-01 23 3 4 5 6 7 8 9; 2019-06-01 27 1 2 3 4 5 6 7; 2019-08-01 32 5 6 7 8 9 10 11; 2019-08-01 37 9 10 11 12 13 14 15; 2019-10-01 42 14 15 16 17 18 19 20; 2019-10-01 46 11 12 13 14 15 16 17; 2019-12-01 51 16 17 18 19 20 21 22
Quarterly | bar: 2 7 8 9 10 11 12 13; 2019-06-01 26 24 25 26 27 28 29 30
Half Yearly | bar: 2019-04-01 13 25 26 27 28 29 30 31
Annually
LT PANEL
Monthly | bar: 2 7 8 9 10 11 12 13; 2019-02-01 7 11 12 13 14 15 16 17; 2019-02-01 11 11 12 13 14 15 16 17; 2019-04-01 16 15 16 17 18 19 20 21; 2019-04-01 19 6 7 8 9 10 11 12; 2019-06-01 23 3 4 5 6 7 8 9; 2019-06-01 28 8 9 10 11 12 13 14; 2019-08-01 32 5 6 7 8 9 10 11; 2019-08-01 37 9 10 11 12 13 14 15; 2019-10-01 42 14 15 16 17 18 19 20; 2019-10-01 47 18 19 20 21 22 23 24; 2019-12-01 51 16 17 18 19 20 21 22
Quarterly
Half Yearly | bar: 2019-04-01 15 8 9 10 11 12 13 14
Annually
VCB 1 (630 A)
Monthly | bar: 1 2 3 4 5 6; 2019-02-01 6 4 5 6 7 8 9 10; 2019-02-01 11 11 12 13 14 15 16 17; 2019-04-01 16 15 16 17 18 19 20 21; 2019-04-01 20 13 14 15 16 17 18 19; 2019-06-01 24 10 11 12 13 14 15 16; 2019-06-01 28 8 9 10 11 12 13 14; 2019-08-01 32 5 6 7 8 9 10 11; 2019-08-01 37 9 10 11 12 13 14 15; 2019-10-01 41 7 8 9 10 11 12 13; 2019-10-01 46 11 12 13 14 15 16 17; 2019-12-01 50 9 10 11 12 13 14 15
Quarterly
Half Yearly
Annually | bar: 2019-10-01 40 30 1 2 3 4 5 6
VCB 2 (630 A)
Monthly | bar: 1 2 3 4 5 6; 2019-02-01 6 4 5 6 7 8 9 10; 2019-02-01 11 11 12 13 14 15 16 17; 2019-04-01 16 15 16 17 18 19 20 21; 2019-04-01 20 13 14 15 16 17 18 19; 2019-06-01 24 10 11 12 13 14 15 16; 2019-06-01 28 8 9 10 11 12 13 14; 2019-08-01 32 5 6 7 8 9 10 11; 2019-08-01 37 9 10 11 12 13 14 15; 2019-10-01 41 7 8 9 10 11 12 13; 2019-10-01 46 11 12 13 14 15 16 17; 2019-12-01 50 9 10 11 12 13 14 15
Quarterly
Half Yearly
Annually | bar: 2019-10-01 40 30 1 2 3 4 5 6
VCB 3 (630 A)
Monthly | bar: 1 2 3 4 5 6; 2019-02-01 6 4 5 6 7 8 9 10; 2019-02-01 11 11 12 13 14 15 16 17; 2019-04-01 16 15 16 17 18 19 20 21; 2019-04-01 20 13 14 15 16 17 18 19; 2019-06-01 24 10 11 12 13 14 15 16; 2019-06-01 28 8 9 10 11 12 13 14; 2019-08-01 32 5 6 7 8 9 10 11; 2019-08-01 37 9 10 11 12 13 14 15; 2019-10-01 41 7 8 9 10 11 12 13; 2019-10-01 46 11 12 13 14 15 16 17; 2019-12-01 50 9 10 11 12 13 14 15
Quarterly
Half Yearly
Annually | bar: 2019-10-01 40 30 1 2 3 4 5 6
ACB 1 (1000 A)
Monthly | bar: 3 14 15 16 17 18 19 20; 2019-02-01 7 11 12 13 14 15 16 17; 2019-02-01 11 11 12 13 14 15 16 17; 2019-04-01 16 15 16 17 18 19 20 21; 2019-04-01 21 20 21 22 23 24 25 26; 2019-06-01 25 17 18 19 20 21 22 23; 2019-06-01 28 8 9 10 11 12 13 14; 2019-08-01 32 5 6 7 8 9 10 11; 2019-08-01 37 9 10 11 12 13 14 15; 2019-10-01 41 7 8 9 10 11 12 13; 2019-10-01 46 11 12 13 14 15 16 17; 2019-12-01 50 9 10 11 12 13 14 15
Quarterly
Half Yearly
Annually | bar: 2019-04-01 14 1 2 3 4 5 6 7
ACB 2 (1250 A)
Monthly | bar: 3 14 15 16 17 18 19 20; 2019-02-01 7 11 12 13 14 15 16 17; 2019-02-01 11 11 12 13 14 15 16 17; 2019-04-01 16 15 16 17 18 19 20 21; 2019-04-01 21 20 21 22 23 24 25 26; 2019-06-01 25 17 18 19 20 21 22 23; 2019-06-01 28 8 9 10 11 12 13 14; 2019-08-01 32 5 6 7 8 9 10 11; 2019-08-01 37 9 10 11 12 13 14 15; 2019-10-01 41 7 8 9 10 11 12 13; 2019-10-01 46 11 12 13 14 15 16 17; 2019-12-01 50 9 10 11 12 13 14 15
Quarterly
Half Yearly
Annually | bar: 2019-04-01 14 1 2 3 4 5 6 7
ACB 3 (800 A)
Monthly | bar: 3 14 15 16 17 18 19 20; 2019-02-01 7 11 12 13 14 15 16 17; 2019-02-01 11 11 12 13 14 15 16 17; 2019-04-01 16 15 16 17 18 19 20 21; 2019-04-01 21 20 21 22 23 24 25 26; 2019-06-01 25 17 18 19 20 21 22 23; 2019-06-01 28 8 9 10 11 12 13 14; 2019-08-01 33 12 13 14 15 16 17 18; 2019-08-01 38 16 17 18 19 20 21 22; 2019-10-01 42 14 15 16 17 18 19 20; 2019-10-01 46 11 12 13 14 15 16 17; 2019-12-01 50 9 10 11 12 13 14 15
Quarterly
Half Yearly
Annually | bar: 2019-04-01 14 1 2 3 4 5 6 7
ACB 4 (800 A)
Monthly | bar: 3 14 15 16 17 18 19 20; 2019-02-01 7 11 12 13 14 15 16 17; 2019-02-01 11 11 12 13 14 15 16 17; 2019-04-01 16 15 16 17 18 19 20 21; 2019-04-01 21 20 21 22 23 24 25 26; 2019-06-01 25 17 18 19 20 21 22 23; 2019-06-01 28 8 9 10 11 12 13 14; 2019-08-01 33 12 13 14 15 16 17 18; 2019-08-01 38 16 17 18 19 20 21 22; 2019-10-01 42 14 15 16 17 18 19 20; 2019-10-01 46 11 12 13 14 15 16 17; 2019-12-01 50 9 10 11 12 13 14 15
Quarterly
Half Yearly
Annually | bar: 2019-04-01 14 1 2 3 4 5 6 7
ACB 5 (630 A)
Monthly | bar: 3 14 15 16 17 18 19 20; 2019-02-01 7 11 12 13 14 15 16 17; 2019-02-01 11 11 12 13 14 15 16 17; 2019-04-01 16 15 16 17 18 19 20 21; 2019-04-01 21 20 21 22 23 24 25 26; 2019-06-01 25 17 18 19 20 21 22 23; 2019-06-01 29 15 16 17 18 19 20 21; 2019-08-01 33 12 13 14 15 16 17 18; 2019-08-01 38 16 17 18 19 20 21 22; 2019-10-01 42 14 15 16 17 18 19 20; 2019-10-01 46 11 12 13 14 15 16 17; 2019-12-01 50 9 10 11 12 13 14 15
Quarterly
Half Yearly
Annually | bar: 2019-04-01 14 1 2 3 4 5 6 7
ACB 6 (630 A)
Monthly | bar: 3 14 15 16 17 18 19 20; 2019-02-01 7 11 12 13 14 15 16 17; 2019-02-01 11 11 12 13 14 15 16 17; 2019-04-01 16 15 16 17 18 19 20 21; 2019-04-01 21 20 21 22 23 24 25 26; 2019-06-01 25 17 18 19 20 21 22 23; 2019-06-01 29 15 16 17 18 19 20 21; 2019-08-01 33 12 13 14 15 16 17 18; 2019-08-01 38 16 17 18 19 20 21 22; 2019-10-01 42 14 15 16 17 18 19 20; 2019-10-01 46 11 12 13 14 15 16 17; 2019-12-01 50 9 10 11 12 13 14 15
Quarterly
Half Yearly
Annually | bar: 2019-04-01 14 1 2 3 4 5 6 7
ACB 7 (1250 A)
Monthly | bar: 3 14 15 16 17 18 19 20; 2019-02-01 7 11 12 13 14 15 16 17; 2019-02-01 11 11 12 13 14 15 16 17; 2019-04-01 16 15 16 17 18 19 20 21; 2019-04-01 21 20 21 22 23 24 25 26; 2019-06-01 25 17 18 19 20 21 22 23; 2019-06-01 29 15 16 17 18 19 20 21; 2019-08-01 33 12 13 14 15 16 17 18; 2019-08-01 38 16 17 18 19 20 21 22; 2019-10-01 42 14 15 16 17 18 19 20; 2019-10-01 46 11 12 13 14 15 16 17; 2019-12-01 50 9 10 11 12 13 14 15
Quarterly
Half Yearly
Annually | bar: 2019-04-01 14 1 2 3 4 5 6 7
ACB 8 (800 A)
Monthly | bar: 3 14 15 16 17 18 19 20; 2019-02-01 7 11 12 13 14 15 16 17; 2019-02-01 11 11 12 13 14 15 16 17; 2019-04-01 16 15 16 17 18 19 20 21; 2019-04-01 21 20 21 22 23 24 25 26; 2019-06-01 25 17 18 19 20 21 22 23; 2019-06-01 29 15 16 17 18 19 20 21; 2019-08-01 32 5 6 7 8 9 10 11; 2019-08-01 38 16 17 18 19 20 21 22; 2019-10-01 42 14 15 16 17 18 19 20; 2019-10-01 46 11 12 13 14 15 16 17; 2019-12-01 50 9 10 11 12 13 14 15
Quarterly
Half Yearly
Annually | bar: 2019-04-01 14 1 2 3 4 5 6 7
STREET LIGHT
Monthly | bar: 1 2 3 4 5 6; 2019-02-01 6 4 5 6 7 8 9 10; 2019-02-01 11 11 12 13 14 15 16 17; 2019-04-01 16 15 16 17 18 19 20 21; 2019-04-01 21 20 21 22 23 24 25 26; 2019-06-01 25 17 18 19 20 21 22 23; 2019-06-01 29 15 16 17 18 19 20 21; 2019-08-01 33 12 13 14 15 16 17 18; 2019-08-01 38 16 17 18 19 20 21 22; 2019-10-01 42 14 15 16 17 18 19 20; 2019-10-01 46 11 12 13 14 15 16 17; 2019-12-01 51 16 17 18 19 20 21 22
Quarterly | bar: 2019-04-01 15 8 9 10 11 12 13 14; 2019-08-01 33 12 13 14 15 16 17 18
Half Yearly
Annually

## PH-1
|  | 2019-01-01 | [7 empty] | 2019-03-01 | [8 empty] | 2019-05-01 | [7 empty] | 2019-07-01 | [8 empty] | 2019-09-01 | [8 empty] | 2019-11-01
[6 empty] | 2019-02-01 | [7 empty] | 2019-04-01 | [8 empty] | 2019-06-01 | [8 empty] | 2019-08-01 | [8 empty] | 2019-10-01 | [7 empty] | 2019-12-01
| Week | 1 | 2 | 3 | 4 | 5 | 6 | 7 | 8 | 9 | 10 | 11 | 12 | 13 | 14 | 15 | 16 | 17 | 18 | 19 | 20 | 21 | 22 | 23 | 24 | 25 | 26 | 27 | 28 | 29 | 30 | 31 | 32 | 33 | 34 | 35 | 36 | 37 | 38 | 39 | 40 | 41 | 42 | 43 | 44 | 45 | 46 | 47 | 48 | 49 | 50 | 51 | 52 | 53
| Monday |  | 7 | 14 | 21 | 28 | 4 | 11 | 18 | 25 | 4 | 11 | 18 | 25 | 1 | 8 | 15 | 22 | 29 | 6 | 13 | 20 | 27 | 3 | 10 | 17 | 24 | 1 | 8 | 15 | 22 | 29 | 5 | 12 | 19 | 26 | 2 | 9 | 16 | 23 | 30 | 7 | 14 | 21 | 28 | 4 | 11 | 18 | 25 | 2 | 9 | 16 | 23 | 30
| Tuesday | 1 | 8 | 15 | 22 | 29 | 5 | 12 | 19 | 26 | 5 | 12 | 19 | 26 | 2 | 9 | 16 | 23 | 30 | 7 | 14 | 21 | 28 | 4 | 11 | 18 | 25 | 2 | 9 | 16 | 23 | 30 | 6 | 13 | 20 | 27 | 3 | 10 | 17 | 24 | 1 | 8 | 15 | 22 | 29 | 5 | 12 | 19 | 26 | 3 | 10 | 17 | 24 | 31
| Wednesday | 2 | 9 | 16 | 23 | 30 | 6 | 13 | 20 | 27 | 6 | 13 | 20 | 27 | 3 | 10 | 17 | 24 | 1 | 8 | 15 | 22 | 29 | 5 | 12 | 19 | 26 | 3 | 10 | 17 | 24 | 31 | 7 | 14 | 21 | 28 | 4 | 11 | 18 | 25 | 2 | 9 | 16 | 23 | 30 | 6 | 13 | 20 | 27 | 4 | 11 | 18 | 25
| Thursday | 3 | 10 | 17 | 24 | 31 | 7 | 14 | 21 | 28 | 7 | 14 | 21 | 28 | 4 | 11 | 18 | 25 | 2 | 9 | 16 | 23 | 30 | 6 | 13 | 20 | 27 | 4 | 11 | 18 | 25 | 1 | 8 | 15 | 22 | 29 | 5 | 12 | 19 | 26 | 3 | 10 | 17 | 24 | 31 | 7 | 14 | 21 | 28 | 5 | 12 | 19 | 26
| Friday | 4 | 11 | 18 | 25 | 1 | 8 | 15 | 22 | 1 | 8 | 15 | 22 | 29 | 5 | 12 | 19 | 26 | 3 | 10 | 17 | 24 | 31 | 7 | 14 | 21 | 28 | 5 | 12 | 19 | 26 | 2 | 9 | 16 | 23 | 30 | 6 | 13 | 20 | 27 | 4 | 11 | 18 | 25 | 1 | 8 | 15 | 22 | 29 | 6 | 13 | 20 | 27
| Saturday | 5 | 12 | 19 | 26 | 2 | 9 | 16 | 23 | 2 | 9 | 16 | 23 | 30 | 6 | 13 | 20 | 27 | 4 | 11 | 18 | 25 | 1 | 8 | 15 | 22 | 29 | 6 | 13 | 20 | 27 | 3 | 10 | 17 | 24 | 31 | 7 | 14 | 21 | 28 | 5 | 12 | 19 | 26 | 2 | 9 | 16 | 23 | 30 | 7 | 14 | 21 | 28
| Sunday | 6 | 13 | 20 | 27 | 3 | 10 | 17 | 24 | 3 | 10 | 17 | 24 | 31 | 7 | 14 | 21 | 28 | 5 | 12 | 19 | 26 | 2 | 9 | 16 | 23 | 30 | 7 | 14 | 21 | 28 | 4 | 11 | 18 | 25 | 1 | 8 | 15 | 22 | 29 | 6 | 13 | 20 | 27 | 3 | 10 | 17 | 24 | 1 | 8 | 15 | 22 | 29
WATER SUPPLY PUMP 1 (4 HP)
Weekly | [53 empty] | W | bar: 1 2 3 4 5 6 to 2019-12-01 52 23 24 25 26 27 28 29
Monthly | bar: 1 2 3 4 5 6; 2019-02-01 7 11 12 13 14 15 16 17; 2019-02-01 11 11 12 13 14 15 16 17; 2019-04-01 15 8 9 10 11 12 13 14; 2019-04-01 19 6 7 8 9 10 11 12; 2019-06-01 24 10 11 12 13 14 15 16; 2019-06-01 27 1 2 3 4 5 6 7; 2019-08-01 32 5 6 7 8 9 10 11; 2019-08-01 37 9 10 11 12 13 14 15; 2019-10-01 41 7 8 9 10 11 12 13; 2019-10-01 45 4 5 6 7 8 9 10; 2019-12-01 49 2 3 4 5 6 7 8
Quarterly | bar: 2019-04-01 15 8 9 10 11 12 13 14; 2019-08-01 31 29 30 31 1 2 3 4; 2019-12-01 48 25 26 27 28 29 30 1
Half Yearly
Annually
WATER SUPPLY PUMP 2 (4 HP)
Weekly | [53 empty] | W | bar: 1 2 3 4 5 6 to 2019-12-01 52 23 24 25 26 27 28 29
Monthly | bar: 1 2 3 4 5 6; 2019-02-01 7 11 12 13 14 15 16 17; 2019-02-01 11 11 12 13 14 15 16 17; 2019-04-01 15 8 9 10 11 12 13 14; 2019-04-01 19 6 7 8 9 10 11 12; 2019-06-01 24 10 11 12 13 14 15 16; 2019-06-01 27 1 2 3 4 5 6 7; 2019-08-01 32 5 6 7 8 9 10 11; 2019-08-01 37 9 10 11 12 13 14 15; 2019-10-01 41 7 8 9 10 11 12 13; 2019-10-01 45 4 5 6 7 8 9 10; 2019-12-01 49 2 3 4 5 6 7 8
Quarterly | bar: 2019-04-01 15 8 9 10 11 12 13 14; 2019-08-01 31 29 30 31 1 2 3 4; 2019-12-01 48 25 26 27 28 29 30 1
Half Yearly
Annually
WATER SUPPLY PUMP 3 (5 HP)
Weekly | [53 empty] | W | bar: 1 2 3 4 5 6 to 2019-12-01 52 23 24 25 26 27 28 29
Monthly | bar: 1 2 3 4 5 6; 2019-02-01 7 11 12 13 14 15 16 17; 2019-02-01 11 11 12 13 14 15 16 17; 2019-04-01 15 8 9 10 11 12 13 14; 2019-04-01 19 6 7 8 9 10 11 12; 2019-06-01 24 10 11 12 13 14 15 16; 2019-06-01 27 1 2 3 4 5 6 7; 2019-08-01 32 5 6 7 8 9 10 11; 2019-08-01 37 9 10 11 12 13 14 15; 2019-10-01 41 7 8 9 10 11 12 13; 2019-10-01 45 4 5 6 7 8 9 10; 2019-12-01 49 2 3 4 5 6 7 8
Quarterly | bar: 2019-04-01 15 8 9 10 11 12 13 14; 2019-08-01 31 29 30 31 1 2 3 4; 2019-12-01 48 25 26 27 28 29 30 1
Half Yearly
Annually
FILLTER PUMP 1 (5 HP)
Monthly | bar: 1 2 3 4 5 6; 2019-02-01 7 11 12 13 14 15 16 17; 2019-02-01 11 11 12 13 14 15 16 17; 2019-04-01 15 8 9 10 11 12 13 14; 2019-04-01 19 6 7 8 9 10 11 12; 2019-06-01 25 17 18 19 20 21 22 23; 2019-06-01 28 8 9 10 11 12 13 14; 2019-08-01 33 12 13 14 15 16 17 18; 2019-08-01 38 16 17 18 19 20 21 22; 2019-10-01 42 14 15 16 17 18 19 20; 2019-10-01 46 11 12 13 14 15 16 17; 2019-12-01 50 9 10 11 12 13 14 15
Quarterly | bar: 2019-04-01 16 15 16 17 18 19 20 21; 2019-08-01 32 5 6 7 8 9 10 11; 2019-12-01 49 2 3 4 5 6 7 8
Half Yearly
Annually
FILLTER PUMP 2 (5 HP )
Monthly | bar: 1 2 3 4 5 6; 2019-02-01 7 11 12 13 14 15 16 17; 2019-02-01 11 11 12 13 14 15 16 17; 2019-04-01 15 8 9 10 11 12 13 14; 2019-04-01 19 6 7 8 9 10 11 12; 2019-06-01 25 17 18 19 20 21 22 23; 2019-06-01 28 8 9 10 11 12 13 14; 2019-08-01 33 12 13 14 15 16 17 18; 2019-08-01 38 16 17 18 19 20 21 22; 2019-10-01 42 14 15 16 17 18 19 20; 2019-10-01 46 11 12 13 14 15 16 17; 2019-12-01 50 9 10 11 12 13 14 15
Quarterly | bar: 2019-04-01 16 15 16 17 18 19 20 21; 2019-08-01 32 5 6 7 8 9 10 11; 2019-12-01 49 2 3 4 5 6 7 8
Half Yearly
Annually
MAIN PANEL
Monthly | bar: 1 2 3 4 5 6; 2019-02-01 7 11 12 13 14 15 16 17; 2019-02-01 11 11 12 13 14 15 16 17; 2019-04-01 15 8 9 10 11 12 13 14; 2019-04-01 19 6 7 8 9 10 11 12; 2019-06-01 25 17 18 19 20 21 22 23; 2019-06-01 28 8 9 10 11 12 13 14; 2019-08-01 33 12 13 14 15 16 17 18; 2019-08-01 38 16 17 18 19 20 21 22; 2019-10-01 42 14 15 16 17 18 19 20; 2019-10-01 46 11 12 13 14 15 16 17; 2019-12-01 50 9 10 11 12 13 14 15
Quarterly | bar: 2019-04-01 16 15 16 17 18 19 20 21; 2019-08-01 32 5 6 7 8 9 10 11; 2019-12-01 49 2 3 4 5 6 7 8
Half Yearly
Annually
AB -8 BASEMENT SUMP PUMP
Monthly | bar: 2 7 8 9 10 11 12 13; 2019-02-01 7 11 12 13 14 15 16 17; 2019-02-01 11 11 12 13 14 15 16 17; 2019-04-01 16 15 16 17 18 19 20 21; 2019-04-01 20 13 14 15 16 17 18 19; 2019-06-01 25 17 18 19 20 21 22 23; 2019-06-01 28 8 9 10 11 12 13 14; 2019-08-01 33 12 13 14 15 16 17 18; 2019-08-01 38 16 17 18 19 20 21 22; 2019-10-01 42 14 15 16 17 18 19 20; 2019-10-01 46 11 12 13 14 15 16 17; 2019-12-01 50 9 10 11 12 13 14 15
Quarterly | bar: 2019-04-01 17 22 23 24 25 26 27 28; 2019-08-01 33 12 13 14 15 16 17 18; 2019-12-01 50 9 10 11 12 13 14 15
Half Yearly
Annually
AB-9 BASEMENT SUMP PUMP
Monthly | bar: 2 7 8 9 10 11 12 13; 2019-02-01 7 11 12 13 14 15 16 17; 2019-02-01 11 11 12 13 14 15 16 17; 2019-04-01 16 15 16 17 18 19 20 21; 2019-04-01 20 13 14 15 16 17 18 19; 2019-06-01 25 17 18 19 20 21 22 23; 2019-06-01 28 8 9 10 11 12 13 14; 2019-08-01 33 12 13 14 15 16 17 18; 2019-08-01 38 16 17 18 19 20 21 22; 2019-10-01 42 14 15 16 17 18 19 20; 2019-10-01 46 11 12 13 14 15 16 17; 2019-12-01 50 9 10 11 12 13 14 15
Quarterly | bar: 2019-04-01 17 22 23 24 25 26 27 28; 2019-08-01 33 12 13 14 15 16 17 18; 2019-12-01 50 9 10 11 12 13 14 15
Half Yearly
Annually
AB-11 BASEMENT SUMP PUMP
Monthly | bar: 2 7 8 9 10 11 12 13; 2019-02-01 7 11 12 13 14 15 16 17; 2019-02-01 11 11 12 13 14 15 16 17; 2019-04-01 16 15 16 17 18 19 20 21; 2019-04-01 20 13 14 15 16 17 18 19; 2019-06-01 25 17 18 19 20 21 22 23; 2019-06-01 29 15 16 17 18 19 20 21; 2019-08-01 34 19 20 21 22 23 24 25; 2019-08-01 39 23 24 25 26 27 28 29; 2019-10-01 42 14 15 16 17 18 19 20; 2019-10-01 46 11 12 13 14 15 16 17; 2019-12-01 50 9 10 11 12 13 14 15
Quarterly | bar: 2019-04-01 17 22 23 24 25 26 27 28; 2019-08-01 33 12 13 14 15 16 17 18; 2019-12-01 50 9 10 11 12 13 14 15
Half Yearly
Annually
AB-1 BASEMENT SUMP PUMP -A
Monthly | bar: 2 7 8 9 10 11 12 13; 2019-02-01 7 11 12 13 14 15 16 17; 2019-02-01 11 11 12 13 14 15 16 17; 2019-04-01 16 15 16 17 18 19 20 21; 2019-04-01 20 13 14 15 16 17 18 19; 2019-06-01 25 17 18 19 20 21 22 23; 2019-06-01 29 15 16 17 18 19 20 21; 2019-08-01 34 19 20 21 22 23 24 25; 2019-08-01 39 23 24 25 26 27 28 29; 2019-10-01 42 14 15 16 17 18 19 20; 2019-10-01 47 18 19 20 21 22 23 24; 2019-12-01 51 16 17 18 19 20 21 22
Quarterly | bar: 2019-04-01 18 29 30 1 2 3 4 5; 2019-08-01 34 19 20 21 22 23 24 25; 2019-12-01 51 16 17 18 19 20 21 22
Half Yearly
Annually
AB-1 BASEMENT SUMP PUMP -B
Monthly | bar: 2 7 8 9 10 11 12 13; 2019-02-01 7 11 12 13 14 15 16 17; 2019-02-01 10 4 5 6 7 8 9 10; 2019-04-01 16 15 16 17 18 19 20 21; 2019-04-01 20 13 14 15 16 17 18 19; 2019-06-01 25 17 18 19 20 21 22 23; 2019-06-01 29 15 16 17 18 19 20 21; 2019-08-01 34 19 20 21 22 23 24 25; 2019-08-01 39 23 24 25 26 27 28 29; 2019-10-01 42 14 15 16 17 18 19 20; 2019-10-01 46 11 12 13 14 15 16 17; 2019-12-01 50 9 10 11 12 13 14 15
Quarterly | bar: 2019-04-01 18 29 30 1 2 3 4 5; 2019-08-01 34 19 20 21 22 23 24 25; 2019-12-01 51 16 17 18 19 20 21 22
Half Yearly
Annually
AB-5 BASEMENT SUMP PUMP
Monthly | bar: 2 7 8 9 10 11 12 13; 2019-02-01 7 11 12 13 14 15 16 17; 2019-02-01 10 4 5 6 7 8 9 10; 2019-04-01 16 15 16 17 18 19 20 21; 2019-04-01 20 13 14 15 16 17 18 19; 2019-06-01 25 17 18 19 20 21 22 23; 2019-06-01 29 15 16 17 18 19 20 21; 2019-08-01 32 5 6 7 8 9 10 11; 2019-08-01 36 2 3 4 5 6 7 8; 2019-10-01 40 30 1 2 3 4 5 6; 2019-10-01 46 11 12 13 14 15 16 17; 2019-12-01 50 9 10 11 12 13 14 15
Quarterly | bar: 2019-04-01 18 29 30 1 2 3 4 5; 2019-08-01 34 19 20 21 22 23 24 25; 2019-12-01 51 16 17 18 19 20 21 22
Half Yearly
Annually

## PH-2
|  | 2019-01-01 | [7 empty] | 2019-03-01 | [8 empty] | 2019-05-01 | [7 empty] | 2019-07-01 | [8 empty] | 2019-09-01 | [8 empty] | 2019-11-01
[6 empty] | 2019-02-01 | [7 empty] | 2019-04-01 | [8 empty] | 2019-06-01 | [8 empty] | 2019-08-01 | [8 empty] | 2019-10-01 | [7 empty] | 2019-12-01
| Week | 1 | 2 | 3 | 4 | 5 | 6 | 7 | 8 | 9 | 10 | 11 | 12 | 13 | 14 | 15 | 16 | 17 | 18 | 19 | 20 | 21 | 22 | 23 | 24 | 25 | 26 | 27 | 28 | 29 | 30 | 31 | 32 | 33 | 34 | 35 | 36 | 37 | 38 | 39 | 40 | 41 | 42 | 43 | 44 | 45 | 46 | 47 | 48 | 49 | 50 | 51 | 52 | 53
| Monday |  | 7 | 14 | 21 | 28 | 4 | 11 | 18 | 25 | 4 | 11 | 18 | 25 | 1 | 8 | 15 | 22 | 29 | 6 | 13 | 20 | 27 | 3 | 10 | 17 | 24 | 1 | 8 | 15 | 22 | 29 | 5 | 12 | 19 | 26 | 2 | 9 | 16 | 23 | 30 | 7 | 14 | 21 | 28 | 4 | 11 | 18 | 25 | 2 | 9 | 16 | 23 | 30
| Tuesday | 1 | 8 | 15 | 22 | 29 | 5 | 12 | 19 | 26 | 5 | 12 | 19 | 26 | 2 | 9 | 16 | 23 | 30 | 7 | 14 | 21 | 28 | 4 | 11 | 18 | 25 | 2 | 9 | 16 | 23 | 30 | 6 | 13 | 20 | 27 | 3 | 10 | 17 | 24 | 1 | 8 | 15 | 22 | 29 | 5 | 12 | 19 | 26 | 3 | 10 | 17 | 24 | 31
| Wednesday | 2 | 9 | 16 | 23 | 30 | 6 | 13 | 20 | 27 | 6 | 13 | 20 | 27 | 3 | 10 | 17 | 24 | 1 | 8 | 15 | 22 | 29 | 5 | 12 | 19 | 26 | 3 | 10 | 17 | 24 | 31 | 7 | 14 | 21 | 28 | 4 | 11 | 18 | 25 | 2 | 9 | 16 | 23 | 30 | 6 | 13 | 20 | 27 | 4 | 11 | 18 | 25
| Thursday | 3 | 10 | 17 | 24 | 31 | 7 | 14 | 21 | 28 | 7 | 14 | 21 | 28 | 4 | 11 | 18 | 25 | 2 | 9 | 16 | 23 | 30 | 6 | 13 | 20 | 27 | 4 | 11 | 18 | 25 | 1 | 8 | 15 | 22 | 29 | 5 | 12 | 19 | 26 | 3 | 10 | 17 | 24 | 31 | 7 | 14 | 21 | 28 | 5 | 12 | 19 | 26
| Friday | 4 | 11 | 18 | 25 | 1 | 8 | 15 | 22 | 1 | 8 | 15 | 22 | 29 | 5 | 12 | 19 | 26 | 3 | 10 | 17 | 24 | 31 | 7 | 14 | 21 | 28 | 5 | 12 | 19 | 26 | 2 | 9 | 16 | 23 | 30 | 6 | 13 | 20 | 27 | 4 | 11 | 18 | 25 | 1 | 8 | 15 | 22 | 29 | 6 | 13 | 20 | 27
| Saturday | 5 | 12 | 19 | 26 | 2 | 9 | 16 | 23 | 2 | 9 | 16 | 23 | 30 | 6 | 13 | 20 | 27 | 4 | 11 | 18 | 25 | 1 | 8 | 15 | 22 | 29 | 6 | 13 | 20 | 27 | 3 | 10 | 17 | 24 | 31 | 7 | 14 | 21 | 28 | 5 | 12 | 19 | 26 | 2 | 9 | 16 | 23 | 30 | 7 | 14 | 21 | 28
| Sunday | 6 | 13 | 20 | 27 | 3 | 10 | 17 | 24 | 3 | 10 | 17 | 24 | 31 | 7 | 14 | 21 | 28 | 5 | 12 | 19 | 26 | 2 | 9 | 16 | 23 | 30 | 7 | 14 | 21 | 28 | 4 | 11 | 18 | 25 | 1 | 8 | 15 | 22 | 29 | 6 | 13 | 20 | 27 | 3 | 10 | 17 | 24 | 1 | 8 | 15 | 22 | 29
WATER SUPPLY PUMP 1(7.5)H.P
Weekly | [53 empty] | W | bar: 1 2 3 4 5 6 to 2019-12-01 52 23 24 25 26 27 28 29
Monthly | bar: 2 7 8 9 10 11 12 13; 2019-02-01 7 11 12 13 14 15 16 17; 2019-02-01 11 11 12 13 14 15 16 17; 2019-04-01 15 8 9 10 11 12 13 14; 2019-04-01 19 6 7 8 9 10 11 12; 2019-06-01 24 10 11 12 13 14 15 16; 2019-06-01 29 15 16 17 18 19 20 21; 2019-08-01 32 5 6 7 8 9 10 11; 2019-08-01 37 9 10 11 12 13 14 15; 2019-10-01 41 7 8 9 10 11 12 13; 2019-10-01 46 11 12 13 14 15 16 17; 2019-12-01 50 9 10 11 12 13 14 15
Quarterly | bar: 2019-04-01 14 1 2 3 4 5 6 7; 2019-08-01 32 5 6 7 8 9 10 11; 2019-12-01 50 9 10 11 12 13 14 15
Half Yearly
Annually
WATER SUPPLY PUMP 2(7.5)H.P
Weekly | [53 empty] | W | bar: 1 2 3 4 5 6 to 2019-12-01 52 23 24 25 26 27 28 29
Monthly | bar: 2 7 8 9 10 11 12 13; 2019-02-01 7 11 12 13 14 15 16 17; 2019-02-01 11 11 12 13 14 15 16 17; 2019-04-01 15 8 9 10 11 12 13 14; 2019-04-01 19 6 7 8 9 10 11 12; 2019-06-01 24 10 11 12 13 14 15 16; 2019-06-01 29 15 16 17 18 19 20 21; 2019-08-01 32 5 6 7 8 9 10 11; 2019-08-01 37 9 10 11 12 13 14 15; 2019-10-01 41 7 8 9 10 11 12 13; 2019-10-01 46 11 12 13 14 15 16 17; 2019-12-01 50 9 10 11 12 13 14 15
Quarterly | bar: 2019-04-01 14 1 2 3 4 5 6 7; 2019-08-01 32 5 6 7 8 9 10 11; 2019-12-01 50 9 10 11 12 13 14 15
Half Yearly
Annually

## HVAC
|  | 2019-01-01 | [7 empty] | 2019-03-01 | [8 empty] | 2019-05-01 | [7 empty] | 2019-07-01 | [8 empty] | 2019-09-01 | [8 empty] | 2019-11-01
[6 empty] | 2019-02-01 | [7 empty] | 2019-04-01 | [8 empty] | 2019-06-01 | [8 empty] | 2019-08-01 | [8 empty] | 2019-10-01 | [7 empty] | 2019-12-01
| Week | 1 | 2 | 3 | 4 | 5 | 6 | 7 | 8 | 9 | 10 | 11 | 12 | 13 | 14 | 15 | 16 | 17 | 18 | 19 | 20 | 21 | 22 | 23 | 24 | 25 | 26 | 27 | 28 | 29 | 30 | 31 | 32 | 33 | 34 | 35 | 36 | 37 | 38 | 39 | 40 | 41 | 42 | 43 | 44 | 45 | 46 | 47 | 48 | 49 | 50 | 51 | 52 | 53
| Monday |  | 7 | 14 | 21 | 28 | 4 | 11 | 18 | 25 | 4 | 11 | 18 | 25 | 1 | 8 | 15 | 22 | 29 | 6 | 13 | 20 | 27 | 3 | 10 | 17 | 24 | 1 | 8 | 15 | 22 | 29 | 5 | 12 | 19 | 26 | 2 | 9 | 16 | 23 | 30 | 7 | 14 | 21 | 28 | 4 | 11 | 18 | 25 | 2 | 9 | 16 | 23 | 30
| Tuesday | 1 | 8 | 15 | 22 | 29 | 5 | 12 | 19 | 26 | 5 | 12 | 19 | 26 | 2 | 9 | 16 | 23 | 30 | 7 | 14 | 21 | 28 | 4 | 11 | 18 | 25 | 2 | 9 | 16 | 23 | 30 | 6 | 13 | 20 | 27 | 3 | 10 | 17 | 24 | 1 | 8 | 15 | 22 | 29 | 5 | 12 | 19 | 26 | 3 | 10 | 17 | 24 | 31
| Wednesday | 2 | 9 | 16 | 23 | 30 | 6 | 13 | 20 | 27 | 6 | 13 | 20 | 27 | 3 | 10 | 17 | 24 | 1 | 8 | 15 | 22 | 29 | 5 | 12 | 19 | 26 | 3 | 10 | 17 | 24 | 31 | 7 | 14 | 21 | 28 | 4 | 11 | 18 | 25 | 2 | 9 | 16 | 23 | 30 | 6 | 13 | 20 | 27 | 4 | 11 | 18 | 25
| Thursday | 3 | 10 | 17 | 24 | 31 | 7 | 14 | 21 | 28 | 7 | 14 | 21 | 28 | 4 | 11 | 18 | 25 | 2 | 9 | 16 | 23 | 30 | 6 | 13 | 20 | 27 | 4 | 11 | 18 | 25 | 1 | 8 | 15 | 22 | 29 | 5 | 12 | 19 | 26 | 3 | 10 | 17 | 24 | 31 | 7 | 14 | 21 | 28 | 5 | 12 | 19 | 26
| Friday | 4 | 11 | 18 | 25 | 1 | 8 | 15 | 22 | 1 | 8 | 15 | 22 | 29 | 5 | 12 | 19 | 26 | 3 | 10 | 17 | 24 | 31 | 7 | 14 | 21 | 28 | 5 | 12 | 19 | 26 | 2 | 9 | 16 | 23 | 30 | 6 | 13 | 20 | 27 | 4 | 11 | 18 | 25 | 1 | 8 | 15 | 22 | 29 | 6 | 13 | 20 | 27
| Saturday | 5 | 12 | 19 | 26 | 2 | 9 | 16 | 23 | 2 | 9 | 16 | 23 | 30 | 6 | 13 | 20 | 27 | 4 | 11 | 18 | 25 | 1 | 8 | 15 | 22 | 29 | 6 | 13 | 20 | 27 | 3 | 10 | 17 | 24 | 31 | 7 | 14 | 21 | 28 | 5 | 12 | 19 | 26 | 2 | 9 | 16 | 23 | 30 | 7 | 14 | 21 | 28
| Sunday | 6 | 13 | 20 | 27 | 3 | 10 | 17 | 24 | 3 | 10 | 17 | 24 | 31 | 7 | 14 | 21 | 28 | 5 | 12 | 19 | 26 | 2 | 9 | 16 | 23 | 30 | 7 | 14 | 21 | 28 | 4 | 11 | 18 | 25 | 1 | 8 | 15 | 22 | 29 | 6 | 13 | 20 | 27 | 3 | 10 | 17 | 24 | 1 | 8 | 15 | 22 | 29
EH VRV
Monthly | bar: 1 2 3 4 5 6; 2019-02-01 5 28 29 30 31 1 2 3; 2019-02-01 11 11 12 13 14 15 16 17; 2019-04-01 14 1 2 3 4 5 6 7; 2019-04-01 18 29 30 1 2 3 4 5; 2019-06-01 23 3 4 5 6 7 8 9; 2019-06-01 27 1 2 3 4 5 6 7; 2019-08-01 31 29 30 31 1 2 3 4; 2019-08-01 36 2 3 4 5 6 7 8; 2019-10-01 40 30 1 2 3 4 5 6; 2019-10-01 44 28 29 30 31 1 2 3; 2019-12-01 48 25 26 27 28 29 30 1
Quarterly | bar: 2 7 8 9 10 11 12 13; 2019-06-01 24 10 11 12 13 14 15 16; 2019-08-01 37 9 10 11 12 13 14 15; 2019-12-01 49 2 3 4 5 6 7 8
Half Yearly
Annually
EH SPLIT AC
Monthly | bar: 1 2 3 4 5 6; 2019-02-01 5 28 29 30 31 1 2 3; 2019-02-01 11 11 12 13 14 15 16 17; 2019-04-01 14 1 2 3 4 5 6 7; 2019-04-01 18 29 30 1 2 3 4 5; 2019-06-01 23 3 4 5 6 7 8 9; 2019-06-01 27 1 2 3 4 5 6 7; 2019-08-01 31 29 30 31 1 2 3 4; 2019-08-01 36 2 3 4 5 6 7 8; 2019-10-01 40 30 1 2 3 4 5 6; 2019-10-01 44 28 29 30 31 1 2 3; 2019-12-01 48 25 26 27 28 29 30 1
Quarterly | bar: 2 7 8 9 10 11 12 13; 2019-06-01 24 10 11 12 13 14 15 16; 2019-08-01 37 9 10 11 12 13 14 15; 2019-12-01 49 2 3 4 5 6 7 8
Half Yearly
Annually
AB -1 SPLIT AC
Monthly | bar: 1 2 3 4 5 6; 2019-02-01 5 28 29 30 31 1 2 3; 2019-02-01 11 11 12 13 14 15 16 17; 2019-04-01 14 1 2 3 4 5 6 7; 2019-04-01 18 29 30 1 2 3 4 5; 2019-06-01 23 3 4 5 6 7 8 9; 2019-06-01 27 1 2 3 4 5 6 7; 2019-08-01 31 29 30 31 1 2 3 4; 2019-08-01 36 2 3 4 5 6 7 8; 2019-10-01 40 30 1 2 3 4 5 6; 2019-10-01 44 28 29 30 31 1 2 3; 2019-12-01 48 25 26 27 28 29 30 1
Quarterly | bar: 2 7 8 9 10 11 12 13; 2019-06-01 24 10 11 12 13 14 15 16; 2019-08-01 37 9 10 11 12 13 14 15; 2019-12-01 49 2 3 4 5 6 7 8
Half Yearly
Annually
AB -1 DU AC
Monthly | bar: 1 2 3 4 5 6; 2019-02-01 5 28 29 30 31 1 2 3; 2019-02-01 10 4 5 6 7 8 9 10; 2019-04-01 14 1 2 3 4 5 6 7; 2019-04-01 18 29 30 1 2 3 4 5; 2019-06-01 23 3 4 5 6 7 8 9; 2019-06-01 27 1 2 3 4 5 6 7; 2019-08-01 31 29 30 31 1 2 3 4; 2019-08-01 36 2 3 4 5 6 7 8; 2019-10-01 40 30 1 2 3 4 5 6; 2019-10-01 44 28 29 30 31 1 2 3; 2019-12-01 48 25 26 27 28 29 30 1
Quarterly | bar: 2 7 8 9 10 11 12 13; 2019-06-01 24 10 11 12 13 14 15 16; 2019-08-01 37 9 10 11 12 13 14 15; 2019-12-01 49 2 3 4 5 6 7 8
Half Yearly
Annually
AB -1 WINDOW AC
Monthly | bar: 1 2 3 4 5 6; 2019-02-01 5 28 29 30 31 1 2 3; 2019-02-01 10 4 5 6 7 8 9 10; 2019-04-01 15 8 9 10 11 12 13 14; 2019-04-01 19 6 7 8 9 10 11 12; 2019-06-01 24 10 11 12 13 14 15 16; 2019-06-01 28 8 9 10 11 12 13 14; 2019-08-01 32 5 6 7 8 9 10 11; 2019-08-01 37 9 10 11 12 13 14 15; 2019-10-01 41 7 8 9 10 11 12 13; 2019-10-01 45 4 5 6 7 8 9 10; 2019-12-01 49 2 3 4 5 6 7 8
Quarterly | bar: 2 7 8 9 10 11 12 13; 2019-06-01 24 10 11 12 13 14 15 16; 2019-08-01 37 9 10 11 12 13 14 15; 2019-12-01 49 2 3 4 5 6 7 8
Half Yearly
Annually
AB-3 SPLIT AC
Monthly | bar: 1 2 3 4 5 6; 2019-02-01 5 28 29 30 31 1 2 3; 2019-02-01 10 4 5 6 7 8 9 10; 2019-04-01 15 8 9 10 11 12 13 14; 2019-04-01 19 6 7 8 9 10 11 12; 2019-06-01 24 10 11 12 13 14 15 16; 2019-06-01 28 8 9 10 11 12 13 14; 2019-08-01 32 5 6 7 8 9 10 11; 2019-08-01 37 9 10 11 12 13 14 15; 2019-10-01 41 7 8 9 10 11 12 13; 2019-10-01 45 4 5 6 7 8 9 10; 2019-12-01 49 2 3 4 5 6 7 8
Quarterly | bar: 2 7 8 9 10 11 12 13; 2019-06-01 24 10 11 12 13 14 15 16; 2019-08-01 37 9 10 11 12 13 14 15; 2019-12-01 49 2 3 4 5 6 7 8
Half Yearly
Annually
AB-4 WINDOW AC
Monthly | bar: 2 7 8 9 10 11 12 13; 2019-02-01 7 11 12 13 14 15 16 17; 2019-02-01 11 11 12 13 14 15 16 17; 2019-04-01 15 8 9 10 11 12 13 14; 2019-04-01 19 6 7 8 9 10 11 12; 2019-06-01 24 10 11 12 13 14 15 16; 2019-06-01 28 8 9 10 11 12 13 14; 2019-08-01 32 5 6 7 8 9 10 11; 2019-08-01 37 9 10 11 12 13 14 15; 2019-10-01 41 7 8 9 10 11 12 13; 2019-10-01 45 4 5 6 7 8 9 10; 2019-12-01 49 2 3 4 5 6 7 8
Quarterly | bar: 2 7 8 9 10 11 12 13; 2019-06-01 24 10 11 12 13 14 15 16; 2019-08-01 37 9 10 11 12 13 14 15; 2019-12-01 49 2 3 4 5 6 7 8
Half Yearly
Annually
AB-8 SPLIT AC
Monthly | bar: 2 7 8 9 10 11 12 13; 2019-02-01 7 11 12 13 14 15 16 17; 2019-02-01 11 11 12 13 14 15 16 17; 2019-04-01 15 8 9 10 11 12 13 14; 2019-04-01 19 6 7 8 9 10 11 12; 2019-06-01 24 10 11 12 13 14 15 16; 2019-06-01 28 8 9 10 11 12 13 14; 2019-08-01 32 5 6 7 8 9 10 11; 2019-08-01 37 9 10 11 12 13 14 15; 2019-10-01 41 7 8 9 10 11 12 13; 2019-10-01 45 4 5 6 7 8 9 10; 2019-12-01 49 2 3 4 5 6 7 8
Quarterly | bar: 2 7 8 9 10 11 12 13; 2019-06-01 24 10 11 12 13 14 15 16; 2019-08-01 37 9 10 11 12 13 14 15; 2019-12-01 49 2 3 4 5 6 7 8
Half Yearly
Annually
AB-9 SPLIT AC
Monthly | bar: 2 7 8 9 10 11 12 13; 2019-02-01 7 11 12 13 14 15 16 17; 2019-02-01 11 11 12 13 14 15 16 17; 2019-04-01 15 8 9 10 11 12 13 14; 2019-04-01 19 6 7 8 9 10 11 12; 2019-06-01 24 10 11 12 13 14 15 16; 2019-06-01 28 8 9 10 11 12 13 14; 2019-08-01 32 5 6 7 8 9 10 11; 2019-08-01 37 9 10 11 12 13 14 15; 2019-10-01 41 7 8 9 10 11 12 13; 2019-10-01 45 4 5 6 7 8 9 10; 2019-12-01 49 2 3 4 5 6 7 8
Quarterly | bar: 2 7 8 9 10 11 12 13; 2019-06-01 24 10 11 12 13 14 15 16; 2019-08-01 37 9 10 11 12 13 14 15; 2019-12-01 49 2 3 4 5 6 7 8
Half Yearly
Annually
AB-9 CSP AC
Monthly | bar: 2 7 8 9 10 11 12 13; 2019-02-01 7 11 12 13 14 15 16 17; 2019-02-01 11 11 12 13 14 15 16 17; 2019-04-01 15 8 9 10 11 12 13 14; 2019-04-01 19 6 7 8 9 10 11 12; 2019-06-01 24 10 11 12 13 14 15 16; 2019-06-01 28 8 9 10 11 12 13 14; 2019-08-01 32 5 6 7 8 9 10 11; 2019-08-01 37 9 10 11 12 13 14 15; 2019-10-01 41 7 8 9 10 11 12 13; 2019-10-01 45 4 5 6 7 8 9 10; 2019-12-01 49 2 3 4 5 6 7 8
Quarterly | bar: 2 7 8 9 10 11 12 13; 2019-06-01 24 10 11 12 13 14 15 16; 2019-08-01 37 9 10 11 12 13 14 15; 2019-12-01 49 2 3 4 5 6 7 8
Half Yearly
Annually
ENROLLMENT SPLIT AC
Monthly | bar: 2 7 8 9 10 11 12 13; 2019-02-01 7 11 12 13 14 15 16 17; 2019-02-01 11 11 12 13 14 15 16 17; 2019-04-01 15 8 9 10 11 12 13 14; 2019-04-01 19 6 7 8 9 10 11 12; 2019-06-01 24 10 11 12 13 14 15 16; 2019-06-01 28 8 9 10 11 12 13 14; 2019-08-01 32 5 6 7 8 9 10 11; 2019-08-01 37 9 10 11 12 13 14 15; 2019-10-01 41 7 8 9 10 11 12 13; 2019-10-01 45 4 5 6 7 8 9 10; 2019-12-01 49 2 3 4 5 6 7 8
Quarterly | bar: 2 7 8 9 10 11 12 13; 2019-06-01 24 10 11 12 13 14 15 16; 2019-08-01 37 9 10 11 12 13 14 15; 2019-12-01 49 2 3 4 5 6 7 8
Half Yearly
Annually
ENROLLMENT WINDOW AC
Monthly | bar: 2 7 8 9 10 11 12 13; 2019-02-01 7 11 12 13 14 15 16 17; 2019-02-01 11 11 12 13 14 15 16 17; 2019-04-01 15 8 9 10 11 12 13 14; 2019-04-01 19 6 7 8 9 10 11 12; 2019-06-01 24 10 11 12 13 14 15 16; 2019-06-01 28 8 9 10 11 12 13 14; 2019-08-01 32 5 6 7 8 9 10 11; 2019-08-01 37 9 10 11 12 13 14 15; 2019-10-01 41 7 8 9 10 11 12 13; 2019-10-01 45 4 5 6 7 8 9 10; 2019-12-01 49 2 3 4 5 6 7 8
Quarterly | bar: 2 7 8 9 10 11 12 13; 2019-06-01 24 10 11 12 13 14 15 16; 2019-08-01 37 9 10 11 12 13 14 15; 2019-12-01 49 2 3 4 5 6 7 8
Half Yearly
Annually
PAVILLION SPLIT AC
Monthly | bar: 2 7 8 9 10 11 12 13; 2019-02-01 7 11 12 13 14 15 16 17; 2019-02-01 11 11 12 13 14 15 16 17; 2019-04-01 16 15 16 17 18 19 20 21; 2019-04-01 20 13 14 15 16 17 18 19; 2019-06-01 24 10 11 12 13 14 15 16; 2019-06-01 29 15 16 17 18 19 20 21; 2019-08-01 32 5 6 7 8 9 10 11; 2019-08-01 37 9 10 11 12 13 14 15; 2019-10-01 41 7 8 9 10 11 12 13; 2019-10-01 45 4 5 6 7 8 9 10; 2019-12-01 49 2 3 4 5 6 7 8
Quarterly | bar: 2 7 8 9 10 11 12 13; 2019-06-01 24 10 11 12 13 14 15 16; 2019-08-01 37 9 10 11 12 13 14 15; 2019-12-01 49 2 3 4 5 6 7 8
Half Yearly
Annually
PAVILLION CSP AC
Monthly | bar: 2 7 8 9 10 11 12 13; 2019-02-01 7 11 12 13 14 15 16 17; 2019-02-01 11 11 12 13 14 15 16 17; 2019-04-01 16 15 16 17 18 19 20 21; 2019-04-01 20 13 14 15 16 17 18 19; 2019-06-01 24 10 11 12 13 14 15 16; 2019-06-01 29 15 16 17 18 19 20 21; 2019-08-01 32 5 6 7 8 9 10 11; 2019-08-01 37 9 10 11 12 13 14 15; 2019-10-01 41 7 8 9 10 11 12 13; 2019-10-01 45 4 5 6 7 8 9 10; 2019-12-01 49 2 3 4 5 6 7 8
Quarterly | bar: 2 7 8 9 10 11 12 13; 2019-06-01 24 10 11 12 13 14 15 16; 2019-08-01 37 9 10 11 12 13 14 15; 2019-12-01 49 2 3 4 5 6 7 8
Half Yearly
Annually
PLACEMENT SPLIT AC
Monthly | bar: 2 7 8 9 10 11 12 13; 2019-02-01 7 11 12 13 14 15 16 17; 2019-02-01 11 11 12 13 14 15 16 17; 2019-04-01 16 15 16 17 18 19 20 21; 2019-04-01 20 13 14 15 16 17 18 19; 2019-06-01 24 10 11 12 13 14 15 16; 2019-06-01 29 15 16 17 18 19 20 21; 2019-08-01 32 5 6 7 8 9 10 11; 2019-08-01 37 9 10 11 12 13 14 15; 2019-10-01 41 7 8 9 10 11 12 13; 2019-10-01 45 4 5 6 7 8 9 10; 2019-12-01 49 2 3 4 5 6 7 8
Quarterly | bar: 2 7 8 9 10 11 12 13; 2019-06-01 24 10 11 12 13 14 15 16; 2019-08-01 37 9 10 11 12 13 14 15; 2019-12-01 49 2 3 4 5 6 7 8
Half Yearly
Annually
IT SPLIT AC
Monthly | bar: 2 7 8 9 10 11 12 13; 2019-02-01 7 11 12 13 14 15 16 17; 2019-02-01 11 11 12 13 14 15 16 17; 2019-04-01 16 15 16 17 18 19 20 21; 2019-04-01 20 13 14 15 16 17 18 19; 2019-06-01 24 10 11 12 13 14 15 16; 2019-06-01 29 15 16 17 18 19 20 21; 2019-08-01 32 5 6 7 8 9 10 11; 2019-08-01 37 9 10 11 12 13 14 15; 2019-10-01 41 7 8 9 10 11 12 13; 2019-10-01 45 4 5 6 7 8 9 10; 2019-12-01 49 2 3 4 5 6 7 8
Quarterly | bar: 2 7 8 9 10 11 12 13; 2019-06-01 24 10 11 12 13 14 15 16; 2019-08-01 37 9 10 11 12 13 14 15; 2019-12-01 49 2 3 4 5 6 7 8
Half Yearly
Annually
IT DU AC
Monthly | bar: 2 7 8 9 10 11 12 13; 2019-02-01 7 11 12 13 14 15 16 17; 2019-02-01 11 11 12 13 14 15 16 17; 2019-04-01 16 15 16 17 18 19 20 21; 2019-04-01 20 13 14 15 16 17 18 19; 2019-06-01 24 10 11 12 13 14 15 16; 2019-06-01 29 15 16 17 18 19 20 21; 2019-08-01 32 5 6 7 8 9 10 11; 2019-08-01 37 9 10 11 12 13 14 15; 2019-10-01 41 7 8 9 10 11 12 13; 2019-10-01 45 4 5 6 7 8 9 10; 2019-12-01 49 2 3 4 5 6 7 8
Quarterly | bar: 2 7 8 9 10 11 12 13; 2019-06-01 24 10 11 12 13 14 15 16; 2019-08-01 37 9 10 11 12 13 14 15; 2019-12-01 49 2 3 4 5 6 7 8
Half Yearly
Annually
LIBRARY SPLIT AC
Monthly | bar: 2 7 8 9 10 11 12 13; 2019-02-01 7 11 12 13 14 15 16 17; 2019-02-01 11 11 12 13 14 15 16 17; 2019-04-01 17 22 23 24 25 26 27 28; 2019-04-01 21 20 21 22 23 24 25 26; 2019-06-01 24 10 11 12 13 14 15 16; 2019-06-01 28 8 9 10 11 12 13 14; 2019-08-01 32 5 6 7 8 9 10 11; 2019-08-01 37 9 10 11 12 13 14 15; 2019-10-01 41 7 8 9 10 11 12 13; 2019-10-01 45 4 5 6 7 8 9 10; 2019-12-01 49 2 3 4 5 6 7 8
Quarterly | bar: 2 7 8 9 10 11 12 13; 2019-06-01 24 10 11 12 13 14 15 16; 2019-08-01 37 9 10 11 12 13 14 15; 2019-12-01 49 2 3 4 5 6 7 8
Half Yearly
Annually
LIBRARY DU AC
Monthly | bar: 3 14 15 16 17 18 19 20; 2019-02-01 7 11 12 13 14 15 16 17; 2019-02-01 11 11 12 13 14 15 16 17; 2019-04-01 17 22 23 24 25 26 27 28; 2019-04-01 21 20 21 22 23 24 25 26; 2019-06-01 24 10 11 12 13 14 15 16; 2019-06-01 28 8 9 10 11 12 13 14; 2019-08-01 32 5 6 7 8 9 10 11; 2019-08-01 37 9 10 11 12 13 14 15; 2019-10-01 41 7 8 9 10 11 12 13; 2019-10-01 45 4 5 6 7 8 9 10; 2019-12-01 49 2 3 4 5 6 7 8
Quarterly | bar: 2 7 8 9 10 11 12 13; 2019-06-01 24 10 11 12 13 14 15 16; 2019-08-01 37 9 10 11 12 13 14 15; 2019-12-01 49 2 3 4 5 6 7 8
Half Yearly
Annually
MDC SPLIT AC
Monthly | bar: 3 14 15 16 17 18 19 20; 2019-02-01 7 11 12 13 14 15 16 17; 2019-02-01 11 11 12 13 14 15 16 17; 2019-04-01 17 22 23 24 25 26 27 28; 2019-04-01 21 20 21 22 23 24 25 26; 2019-06-01 24 10 11 12 13 14 15 16; 2019-06-01 28 8 9 10 11 12 13 14; 2019-08-01 32 5 6 7 8 9 10 11; 2019-08-01 38 16 17 18 19 20 21 22; 2019-10-01 42 14 15 16 17 18 19 20; 2019-10-01 46 11 12 13 14 15 16 17; 2019-12-01 50 9 10 11 12 13 14 15
Quarterly | bar: 2 7 8 9 10 11 12 13; 2019-06-01 24 10 11 12 13 14 15 16; 2019-08-01 37 9 10 11 12 13 14 15; 2019-12-01 49 2 3 4 5 6 7 8
Half Yearly
Annually
ANNEXE SPLIT AC
Monthly | bar: 3 14 15 16 17 18 19 20; 2019-02-01 7 11 12 13 14 15 16 17; 2019-02-01 10 4 5 6 7 8 9 10; 2019-04-01 17 22 23 24 25 26 27 28; 2019-04-01 21 20 21 22 23 24 25 26; 2019-06-01 24 10 11 12 13 14 15 16; 2019-06-01 28 8 9 10 11 12 13 14; 2019-08-01 32 5 6 7 8 9 10 11; 2019-08-01 38 16 17 18 19 20 21 22; 2019-10-01 42 14 15 16 17 18 19 20; 2019-10-01 46 11 12 13 14 15 16 17; 2019-12-01 50 9 10 11 12 13 14 15
Quarterly | bar: 2 7 8 9 10 11 12 13; 2019-06-01 24 10 11 12 13 14 15 16; 2019-08-01 37 9 10 11 12 13 14 15; 2019-12-01 50 9 10 11 12 13 14 15
Half Yearly
Annually
HOSTEL BLOCK-A WINDOW AC
Monthly | bar: 3 14 15 16 17 18 19 20; 2019-02-01 7 11 12 13 14 15 16 17; 2019-02-01 10 4 5 6 7 8 9 10; 2019-04-01 17 22 23 24 25 26 27 28; 2019-04-01 21 20 21 22 23 24 25 26; 2019-06-01 24 10 11 12 13 14 15 16; 2019-06-01 28 8 9 10 11 12 13 14; 2019-08-01 32 5 6 7 8 9 10 11; 2019-08-01 38 16 17 18 19 20 21 22; 2019-10-01 42 14 15 16 17 18 19 20; 2019-10-01 46 11 12 13 14 15 16 17; 2019-12-01 50 9 10 11 12 13 14 15
Quarterly | bar: 2 7 8 9 10 11 12 13; 2019-06-01 24 10 11 12 13 14 15 16; 2019-08-01 37 9 10 11 12 13 14 15; 2019-12-01 50 9 10 11 12 13 14 15
Half Yearly
Annually
HOSTEL BLOCK-C SPLIT AC
Monthly | bar: 3 14 15 16 17 18 19 20; 2019-02-01 7 11 12 13 14 15 16 17; 2019-02-01 10 4 5 6 7 8 9 10; 2019-04-01 17 22 23 24 25 26 27 28; 2019-04-01 21 20 21 22 23 24 25 26; 2019-06-01 24 10 11 12 13 14 15 16; 2019-06-01 28 8 9 10 11 12 13 14; 2019-08-01 32 5 6 7 8 9 10 11; 2019-08-01 38 16 17 18 19 20 21 22; 2019-10-01 42 14 15 16 17 18 19 20; 2019-10-01 46 11 12 13 14 15 16 17; 2019-12-01 50 9 10 11 12 13 14 15
Quarterly | bar: 2 7 8 9 10 11 12 13; 2019-06-01 24 10 11 12 13 14 15 16; 2019-08-01 37 9 10 11 12 13 14 15; 2019-12-01 50 9 10 11 12 13 14 15
Half Yearly
Annually
HOSTEL BLOCK-D WINDOW AC
Monthly | bar: 3 14 15 16 17 18 19 20; 2019-02-01 7 11 12 13 14 15 16 17; 2019-02-01 10 4 5 6 7 8 9 10; 2019-04-01 17 22 23 24 25 26 27 28; 2019-04-01 21 20 21 22 23 24 25 26; 2019-06-01 24 10 11 12 13 14 15 16; 2019-06-01 28 8 9 10 11 12 13 14; 2019-08-01 32 5 6 7 8 9 10 11; 2019-08-01 38 16 17 18 19 20 21 22; 2019-10-01 42 14 15 16 17 18 19 20; 2019-10-01 46 11 12 13 14 15 16 17; 2019-12-01 50 9 10 11 12 13 14 15
Quarterly | bar: 2 7 8 9 10 11 12 13; 2019-06-01 24 10 11 12 13 14 15 16; 2019-08-01 37 9 10 11 12 13 14 15; 2019-12-01 50 9 10 11 12 13 14 15
Half Yearly
Annually
HOSTEL BLOCK-E WINDOW AC
Monthly | bar: 3 14 15 16 17 18 19 20; 2019-02-01 7 11 12 13 14 15 16 17; 2019-02-01 10 4 5 6 7 8 9 10; 2019-04-01 17 22 23 24 25 26 27 28; 2019-04-01 21 20 21 22 23 24 25 26; 2019-06-01 24 10 11 12 13 14 15 16; 2019-06-01 28 8 9 10 11 12 13 14; 2019-08-01 32 5 6 7 8 9 10 11; 2019-08-01 38 16 17 18 19 20 21 22; 2019-10-01 42 14 15 16 17 18 19 20; 2019-10-01 46 11 12 13 14 15 16 17; 2019-12-01 50 9 10 11 12 13 14 15
Quarterly | bar: 2 7 8 9 10 11 12 13; 2019-06-01 24 10 11 12 13 14 15 16; 2019-08-01 37 9 10 11 12 13 14 15; 2019-12-01 50 9 10 11 12 13 14 15
Half Yearly
Annually
HOSTEL MESS COLD STORE SP AC
Monthly | bar: 3 14 15 16 17 18 19 20; 2019-02-01 7 11 12 13 14 15 16 17; 2019-02-01 10 4 5 6 7 8 9 10; 2019-04-01 17 22 23 24 25 26 27 28; 2019-04-01 21 20 21 22 23 24 25 26; 2019-06-01 24 10 11 12 13 14 15 16; 2019-06-01 28 8 9 10 11 12 13 14; 2019-08-01 32 5 6 7 8 9 10 11; 2019-08-01 38 16 17 18 19 20 21 22; 2019-10-01 42 14 15 16 17 18 19 20; 2019-10-01 46 11 12 13 14 15 16 17; 2019-12-01 50 9 10 11 12 13 14 15
Quarterly | bar: 2 7 8 9 10 11 12 13; 2019-06-01 24 10 11 12 13 14 15 16; 2019-08-01 37 9 10 11 12 13 14 15; 2019-12-01 50 9 10 11 12 13 14 15
Half Yearly
Annually
R & D SPLIT AC
Monthly | bar: 3 14 15 16 17 18 19 20; 2019-02-01 7 11 12 13 14 15 16 17; 2019-02-01 10 4 5 6 7 8 9 10; 2019-04-01 17 22 23 24 25 26 27 28; 2019-04-01 21 20 21 22 23 24 25 26; 2019-06-01 24 10 11 12 13 14 15 16; 2019-06-01 28 8 9 10 11 12 13 14; 2019-08-01 32 5 6 7 8 9 10 11; 2019-08-01 38 16 17 18 19 20 21 22; 2019-10-01 42 14 15 16 17 18 19 20; 2019-10-01 46 11 12 13 14 15 16 17; 2019-12-01 50 9 10 11 12 13 14 15
Quarterly | bar: 2 7 8 9 10 11 12 13; 2019-06-01 24 10 11 12 13 14 15 16; 2019-08-01 37 9 10 11 12 13 14 15; 2019-12-01 50 9 10 11 12 13 14 15
Half Yearly
Annually
PORTA -1 SPLIT AC
Monthly | bar: 3 14 15 16 17 18 19 20; 2019-02-01 7 11 12 13 14 15 16 17; 2019-02-01 10 4 5 6 7 8 9 10; 2019-04-01 17 22 23 24 25 26 27 28; 2019-04-01 21 20 21 22 23 24 25 26; 2019-06-01 24 10 11 12 13 14 15 16; 2019-06-01 28 8 9 10 11 12 13 14; 2019-08-01 33 12 13 14 15 16 17 18; 2019-08-01 38 16 17 18 19 20 21 22; 2019-10-01 42 14 15 16 17 18 19 20; 2019-10-01 46 11 12 13 14 15 16 17; 2019-12-01 50 9 10 11 12 13 14 15
Quarterly | bar: 2 7 8 9 10 11 12 13; 2019-06-01 24 10 11 12 13 14 15 16; 2019-08-01 37 9 10 11 12 13 14 15; 2019-12-01 50 9 10 11 12 13 14 15
Half Yearly
Annually
AB-11 SPLIT AC
Monthly | bar: 3 14 15 16 17 18 19 20; 2019-02-01 7 11 12 13 14 15 16 17; 2019-02-01 10 4 5 6 7 8 9 10; 2019-04-01 17 22 23 24 25 26 27 28; 2019-04-01 21 20 21 22 23 24 25 26; 2019-06-01 26 24 25 26 27 28 29 30; 2019-06-01 30 22 23 24 25 26 27 28; 2019-08-01 33 12 13 14 15 16 17 18; 2019-08-01 38 16 17 18 19 20 21 22; 2019-10-01 42 14 15 16 17 18 19 20; 2019-10-01 46 11 12 13 14 15 16 17; 2019-12-01 50 9 10 11 12 13 14 15
Quarterly | bar: 2 7 8 9 10 11 12 13; 2019-06-01 24 10 11 12 13 14 15 16; 2019-08-01 37 9 10 11 12 13 14 15; 2019-12-01 50 9 10 11 12 13 14 15
Half Yearly
Annually
AB-11 WINDOW AC
Monthly | bar: 3 14 15 16 17 18 19 20; 2019-02-01 7 11 12 13 14 15 16 17; 2019-02-01 10 4 5 6 7 8 9 10; 2019-04-01 17 22 23 24 25 26 27 28; 2019-06-01 22 27 28 29 30 31 1 2; 2019-06-01 26 24 25 26 27 28 29 30; 2019-06-01 30 22 23 24 25 26 27 28; 2019-08-01 33 12 13 14 15 16 17 18; 2019-08-01 38 16 17 18 19 20 21 22; 2019-10-01 42 14 15 16 17 18 19 20; 2019-10-01 46 11 12 13 14 15 16 17; 2019-12-01 50 9 10 11 12 13 14 15
Quarterly | bar: 2 7 8 9 10 11 12 13; 2019-06-01 24 10 11 12 13 14 15 16; 2019-08-01 37 9 10 11 12 13 14 15; 2019-12-01 50 9 10 11 12 13 14 15
Half Yearly
Annually
FIRE GROUND WINDOW AC
Monthly | bar: 4 21 22 23 24 25 26 27; 2019-02-01 7 11 12 13 14 15 16 17; 2019-02-01 10 4 5 6 7 8 9 10; 2019-04-01 17 22 23 24 25 26 27 28; 2019-06-01 22 27 28 29 30 31 1 2; 2019-06-01 26 24 25 26 27 28 29 30; 2019-06-01 30 22 23 24 25 26 27 28; 2019-08-01 33 12 13 14 15 16 17 18; 2019-08-01 38 16 17 18 19 20 21 22; 2019-10-01 42 14 15 16 17 18 19 20; 2019-10-01 46 11 12 13 14 15 16 17; 2019-12-01 50 9 10 11 12 13 14 15
Quarterly | bar: 2 7 8 9 10 11 12 13; 2019-06-01 24 10 11 12 13 14 15 16; 2019-08-01 37 9 10 11 12 13 14 15; 2019-12-01 50 9 10 11 12 13 14 15
Half Yearly
Annually
PIRAMID SPLIT AC
Monthly | bar: 4 21 22 23 24 25 26 27; 2019-02-01 7 11 12 13 14 15 16 17; 2019-02-01 10 4 5 6 7 8 9 10; 2019-04-01 17 22 23 24 25 26 27 28; 2019-06-01 22 27 28 29 30 31 1 2; 2019-06-01 26 24 25 26 27 28 29 30; 2019-06-01 30 22 23 24 25 26 27 28; 2019-08-01 33 12 13 14 15 16 17 18; 2019-08-01 38 16 17 18 19 20 21 22; 2019-10-01 42 14 15 16 17 18 19 20; 2019-10-01 46 11 12 13 14 15 16 17; 2019-12-01 50 9 10 11 12 13 14 15
Quarterly | bar: 2 7 8 9 10 11 12 13; 2019-06-01 24 10 11 12 13 14 15 16; 2019-08-01 37 9 10 11 12 13 14 15; 2019-12-01 50 9 10 11 12 13 14 15
Half Yearly
Annually
AB-10 SPLIT AC
Monthly | bar: 4 21 22 23 24 25 26 27; 2019-02-01 7 11 12 13 14 15 16 17; 2019-02-01 10 4 5 6 7 8 9 10; 2019-04-01 17 22 23 24 25 26 27 28; 2019-06-01 22 27 28 29 30 31 1 2; 2019-06-01 26 24 25 26 27 28 29 30; 2019-06-01 30 22 23 24 25 26 27 28; 2019-08-01 33 12 13 14 15 16 17 18; 2019-08-01 38 16 17 18 19 20 21 22; 2019-10-01 42 14 15 16 17 18 19 20; 2019-10-01 46 11 12 13 14 15 16 17; 2019-12-01 50 9 10 11 12 13 14 15
Quarterly | bar: 2 7 8 9 10 11 12 13; 2019-06-01 24 10 11 12 13 14 15 16; 2019-08-01 37 9 10 11 12 13 14 15; 2019-12-01 50 9 10 11 12 13 14 15
Half Yearly
Annually
TATRA TRUCK SPLIT AC
Monthly | bar: 4 21 22 23 24 25 26 27; 2019-02-01 7 11 12 13 14 15 16 17; 2019-02-01 10 4 5 6 7 8 9 10; 2019-04-01 17 22 23 24 25 26 27 28; 2019-06-01 22 27 28 29 30 31 1 2; 2019-06-01 26 24 25 26 27 28 29 30; 2019-06-01 30 22 23 24 25 26 27 28; 2019-08-01 33 12 13 14 15 16 17 18; 2019-08-01 38 16 17 18 19 20 21 22; 2019-10-01 42 14 15 16 17 18 19 20; 2019-10-01 46 11 12 13 14 15 16 17; 2019-12-01 50 9 10 11 12 13 14 15
Quarterly | bar: 2 7 8 9 10 11 12 13; 2019-06-01 24 10 11 12 13 14 15 16; 2019-08-01 37 9 10 11 12 13 14 15; 2019-12-01 50 9 10 11 12 13 14 15
Half Yearly
Annually

## SOLAR
|  | 2019-01-01 | [7 empty] | 2019-03-01 | [8 empty] | 2019-05-01 | [7 empty] | 2019-07-01 | [8 empty] | 2019-09-01 | [8 empty] | 2019-11-01
[6 empty] | 2019-02-01 | [7 empty] | 2019-04-01 | [8 empty] | 2019-06-01 | [8 empty] | 2019-08-01 | [8 empty] | 2019-10-01 | [7 empty] | 2019-12-01
| Week | 1 | 2 | 3 | 4 | 5 | 6 | 7 | 8 | 9 | 10 | 11 | 12 | 13 | 14 | 15 | 16 | 17 | 18 | 19 | 20 | 21 | 22 | 23 | 24 | 25 | 26 | 27 | 28 | 29 | 30 | 31 | 32 | 33 | 34 | 35 | 36 | 37 | 38 | 39 | 40 | 41 | 42 | 43 | 44 | 45 | 46 | 47 | 48 | 49 | 50 | 51 | 52 | 53
| Monday |  | 7 | 14 | 21 | 28 | 4 | 11 | 18 | 25 | 4 | 11 | 18 | 25 | 1 | 8 | 15 | 22 | 29 | 6 | 13 | 20 | 27 | 3 | 10 | 17 | 24 | 1 | 8 | 15 | 22 | 29 | 5 | 12 | 19 | 26 | 2 | 9 | 16 | 23 | 30 | 7 | 14 | 21 | 28 | 4 | 11 | 18 | 25 | 2 | 9 | 16 | 23 | 30
| Tuesday | 1 | 8 | 15 | 22 | 29 | 5 | 12 | 19 | 26 | 5 | 12 | 19 | 26 | 2 | 9 | 16 | 23 | 30 | 7 | 14 | 21 | 28 | 4 | 11 | 18 | 25 | 2 | 9 | 16 | 23 | 30 | 6 | 13 | 20 | 27 | 3 | 10 | 17 | 24 | 1 | 8 | 15 | 22 | 29 | 5 | 12 | 19 | 26 | 3 | 10 | 17 | 24 | 31
| Wednesday | 2 | 9 | 16 | 23 | 30 | 6 | 13 | 20 | 27 | 6 | 13 | 20 | 27 | 3 | 10 | 17 | 24 | 1 | 8 | 15 | 22 | 29 | 5 | 12 | 19 | 26 | 3 | 10 | 17 | 24 | 31 | 7 | 14 | 21 | 28 | 4 | 11 | 18 | 25 | 2 | 9 | 16 | 23 | 30 | 6 | 13 | 20 | 27 | 4 | 11 | 18 | 25
| Thursday | 3 | 10 | 17 | 24 | 31 | 7 | 14 | 21 | 28 | 7 | 14 | 21 | 28 | 4 | 11 | 18 | 25 | 2 | 9 | 16 | 23 | 30 | 6 | 13 | 20 | 27 | 4 | 11 | 18 | 25 | 1 | 8 | 15 | 22 | 29 | 5 | 12 | 19 | 26 | 3 | 10 | 17 | 24 | 31 | 7 | 14 | 21 | 28 | 5 | 12 | 19 | 26
| Friday | 4 | 11 | 18 | 25 | 1 | 8 | 15 | 22 | 1 | 8 | 15 | 22 | 29 | 5 | 12 | 19 | 26 | 3 | 10 | 17 | 24 | 31 | 7 | 14 | 21 | 28 | 5 | 12 | 19 | 26 | 2 | 9 | 16 | 23 | 30 | 6 | 13 | 20 | 27 | 4 | 11 | 18 | 25 | 1 | 8 | 15 | 22 | 29 | 6 | 13 | 20 | 27
| Saturday | 5 | 12 | 19 | 26 | 2 | 9 | 16 | 23 | 2 | 9 | 16 | 23 | 30 | 6 | 13 | 20 | 27 | 4 | 11 | 18 | 25 | 1 | 8 | 15 | 22 | 29 | 6 | 13 | 20 | 27 | 3 | 10 | 17 | 24 | 31 | 7 | 14 | 21 | 28 | 5 | 12 | 19 | 26 | 2 | 9 | 16 | 23 | 30 | 7 | 14 | 21 | 28
| Sunday | 6 | 13 | 20 | 27 | 3 | 10 | 17 | 24 | 3 | 10 | 17 | 24 | 31 | 7 | 14 | 21 | 28 | 5 | 12 | 19 | 26 | 2 | 9 | 16 | 23 | 30 | 7 | 14 | 21 | 28 | 4 | 11 | 18 | 25 | 1 | 8 | 15 | 22 | 29 | 6 | 13 | 20 | 27 | 3 | 10 | 17 | 24 | 1 | 8 | 15 | 22 | 29
HOSTEL BLOCK A - 1
Forth night | bar: 3 14 15 16 17 18 19 20; 2019-02-01 7 11 12 13 14 15 16 17; 2019-02-01 11 11 12 13 14 15 16 17; 2019-04-01 16 15 16 17 18 19 20 21; 2019-04-01 21 20 21 22 23 24 25 26; 2019-06-01 25 17 18 19 20 21 22 23; 2019-06-01 29 15 16 17 18 19 20 21; 2019-08-01 34 19 20 21 22 23 24 25; 2019-08-01 39 23 24 25 26 27 28 29; 2019-10-01 42 14 15 16 17 18 19 20; 2019-10-01 46 11 12 13 14 15 16 17; 2019-12-01 51 16 17 18 19 20 21 22
Monthly | bar: 2 7 8 9 10 11 12 13; 2019-02-01 6 4 5 6 7 8 9 10; 2019-02-01 10 4 5 6 7 8 9 10; 2019-04-01 15 8 9 10 11 12 13 14; 2019-04-01 20 13 14 15 16 17 18 19; 2019-06-01 24 10 11 12 13 14 15 16; 2019-06-01 28 8 9 10 11 12 13 14; 2019-08-01 33 12 13 14 15 16 17 18; 2019-08-01 38 16 17 18 19 20 21 22; 2019-10-01 41 7 8 9 10 11 12 13; 2019-10-01 45 4 5 6 7 8 9 10; 2019-12-01 50 9 10 11 12 13 14 15
Quarterly
HOSTEL BLOCK A - 2
Forth night | bar: 3 14 15 16 17 18 19 20; 2019-02-01 7 11 12 13 14 15 16 17; 2019-02-01 11 11 12 13 14 15 16 17; 2019-04-01 16 15 16 17 18 19 20 21; 2019-04-01 21 20 21 22 23 24 25 26; 2019-06-01 25 17 18 19 20 21 22 23; 2019-06-01 29 15 16 17 18 19 20 21; 2019-08-01 34 19 20 21 22 23 24 25; 2019-08-01 39 23 24 25 26 27 28 29; 2019-10-01 42 14 15 16 17 18 19 20; 2019-10-01 46 11 12 13 14 15 16 17; 2019-12-01 51 16 17 18 19 20 21 22
Monthly | bar: 2 7 8 9 10 11 12 13; 2019-02-01 6 4 5 6 7 8 9 10; 2019-02-01 10 4 5 6 7 8 9 10; 2019-04-01 15 8 9 10 11 12 13 14; 2019-04-01 20 13 14 15 16 17 18 19; 2019-06-01 24 10 11 12 13 14 15 16; 2019-06-01 28 8 9 10 11 12 13 14; 2019-08-01 33 12 13 14 15 16 17 18; 2019-08-01 38 16 17 18 19 20 21 22; 2019-10-01 41 7 8 9 10 11 12 13; 2019-10-01 45 4 5 6 7 8 9 10; 2019-12-01 50 9 10 11 12 13 14 15
Quarterly
HOSTEL BLOCK B
Forth night | bar: 3 14 15 16 17 18 19 20; 2019-02-01 7 11 12 13 14 15 16 17; 2019-02-01 11 11 12 13 14 15 16 17; 2019-04-01 16 15 16 17 18 19 20 21; 2019-04-01 21 20 21 22 23 24 25 26; 2019-06-01 25 17 18 19 20 21 22 23; 2019-06-01 29 15 16 17 18 19 20 21; 2019-08-01 34 19 20 21 22 23 24 25; 2019-08-01 39 23 24 25 26 27 28 29; 2019-10-01 42 14 15 16 17 18 19 20; 2019-10-01 46 11 12 13 14 15 16 17; 2019-12-01 51 16 17 18 19 20 21 22
Monthly | bar: 2 7 8 9 10 11 12 13; 2019-02-01 6 4 5 6 7 8 9 10; 2019-02-01 10 4 5 6 7 8 9 10; 2019-04-01 15 8 9 10 11 12 13 14; 2019-04-01 20 13 14 15 16 17 18 19; 2019-06-01 24 10 11 12 13 14 15 16; 2019-06-01 28 8 9 10 11 12 13 14; 2019-08-01 33 12 13 14 15 16 17 18; 2019-08-01 38 16 17 18 19 20 21 22; 2019-10-01 41 7 8 9 10 11 12 13; 2019-10-01 45 4 5 6 7 8 9 10; 2019-12-01 50 9 10 11 12 13 14 15
Quarterly
HOSTEL BLOCK C- 1
Forth night | bar: 3 14 15 16 17 18 19 20; 2019-02-01 7 11 12 13 14 15 16 17; 2019-02-01 11 11 12 13 14 15 16 17; 2019-04-01 16 15 16 17 18 19 20 21; 2019-04-01 21 20 21 22 23 24 25 26; 2019-06-01 25 17 18 19 20 21 22 23; 2019-06-01 29 15 16 17 18 19 20 21; 2019-08-01 34 19 20 21 22 23 24 25; 2019-08-01 39 23 24 25 26 27 28 29; 2019-10-01 42 14 15 16 17 18 19 20; 2019-10-01 46 11 12 13 14 15 16 17; 2019-12-01 51 16 17 18 19 20 21 22
Monthly | bar: 2 7 8 9 10 11 12 13; 2019-02-01 6 4 5 6 7 8 9 10; 2019-02-01 10 4 5 6 7 8 9 10; 2019-04-01 15 8 9 10 11 12 13 14; 2019-04-01 20 13 14 15 16 17 18 19; 2019-06-01 24 10 11 12 13 14 15 16; 2019-06-01 28 8 9 10 11 12 13 14; 2019-08-01 33 12 13 14 15 16 17 18; 2019-08-01 38 16 17 18 19 20 21 22; 2019-10-01 41 7 8 9 10 11 12 13; 2019-10-01 45 4 5 6 7 8 9 10; 2019-12-01 50 9 10 11 12 13 14 15
Quarterly
HOSTEL BLOCK C- 2
Forth night | bar: 3 14 15 16 17 18 19 20; 2019-02-01 7 11 12 13 14 15 16 17; 2019-02-01 11 11 12 13 14 15 16 17; 2019-04-01 16 15 16 17 18 19 20 21; 2019-04-01 21 20 21 22 23 24 25 26; 2019-06-01 25 17 18 19 20 21 22 23; 2019-06-01 29 15 16 17 18 19 20 21; 2019-08-01 34 19 20 21 22 23 24 25; 2019-08-01 39 23 24 25 26 27 28 29; 2019-10-01 42 14 15 16 17 18 19 20; 2019-10-01 46 11 12 13 14 15 16 17; 2019-12-01 51 16 17 18 19 20 21 22
Monthly | bar: 2 7 8 9 10 11 12 13; 2019-02-01 6 4 5 6 7 8 9 10; 2019-02-01 10 4 5 6 7 8 9 10; 2019-04-01 15 8 9 10 11 12 13 14; 2019-04-01 20 13 14 15 16 17 18 19; 2019-06-01 24 10 11 12 13 14 15 16; 2019-06-01 28 8 9 10 11 12 13 14; 2019-08-01 33 12 13 14 15 16 17 18; 2019-08-01 38 16 17 18 19 20 21 22; 2019-10-01 41 7 8 9 10 11 12 13; 2019-10-01 45 4 5 6 7 8 9 10; 2019-12-01 50 9 10 11 12 13 14 15
Quarterly
HOSTEL BLOCK D- 1
Forth night | bar: 3 14 15 16 17 18 19 20; 2019-02-01 7 11 12 13 14 15 16 17; 2019-02-01 11 11 12 13 14 15 16 17; 2019-04-01 16 15 16 17 18 19 20 21; 2019-04-01 21 20 21 22 23 24 25 26; 2019-06-01 25 17 18 19 20 21 22 23; 2019-06-01 29 15 16 17 18 19 20 21; 2019-08-01 34 19 20 21 22 23 24 25; 2019-08-01 39 23 24 25 26 27 28 29; 2019-10-01 42 14 15 16 17 18 19 20; 2019-10-01 46 11 12 13 14 15 16 17; 2019-12-01 51 16 17 18 19 20 21 22
Monthly | bar: 2 7 8 9 10 11 12 13; 2019-02-01 6 4 5 6 7 8 9 10; 2019-02-01 10 4 5 6 7 8 9 10; 2019-04-01 15 8 9 10 11 12 13 14; 2019-04-01 20 13 14 15 16 17 18 19; 2019-06-01 24 10 11 12 13 14 15 16; 2019-06-01 28 8 9 10 11 12 13 14; 2019-08-01 33 12 13 14 15 16 17 18; 2019-08-01 38 16 17 18 19 20 21 22; 2019-10-01 41 7 8 9 10 11 12 13; 2019-10-01 45 4 5 6 7 8 9 10; 2019-12-01 50 9 10 11 12 13 14 15
Quarterly
HOSTEL BLOCK D- 2
Forth night | bar: 3 14 15 16 17 18 19 20; 2019-02-01 7 11 12 13 14 15 16 17; 2019-02-01 11 11 12 13 14 15 16 17; 2019-04-01 16 15 16 17 18 19 20 21; 2019-04-01 21 20 21 22 23 24 25 26; 2019-06-01 25 17 18 19 20 21 22 23; 2019-06-01 29 15 16 17 18 19 20 21; 2019-08-01 34 19 20 21 22 23 24 25; 2019-08-01 39 23 24 25 26 27 28 29; 2019-10-01 42 14 15 16 17 18 19 20; 2019-10-01 46 11 12 13 14 15 16 17; 2019-12-01 51 16 17 18 19 20 21 22
Monthly | bar: 2 7 8 9 10 11 12 13; 2019-02-01 6 4 5 6 7 8 9 10; 2019-02-01 10 4 5 6 7 8 9 10; 2019-04-01 15 8 9 10 11 12 13 14; 2019-04-01 20 13 14 15 16 17 18 19; 2019-06-01 24 10 11 12 13 14 15 16; 2019-06-01 28 8 9 10 11 12 13 14; 2019-08-01 33 12 13 14 15 16 17 18; 2019-08-01 38 16 17 18 19 20 21 22; 2019-10-01 41 7 8 9 10 11 12 13; 2019-10-01 45 4 5 6 7 8 9 10; 2019-12-01 50 9 10 11 12 13 14 15
Quarterly
HOSTEL BLOCK E
Forth night | bar: 3 14 15 16 17 18 19 20; 2019-02-01 7 11 12 13 14 15 16 17; 2019-02-01 11 11 12 13 14 15 16 17; 2019-04-01 16 15 16 17 18 19 20 21; 2019-04-01 21 20 21 22 23 24 25 26; 2019-06-01 25 17 18 19 20 21 22 23; 2019-06-01 29 15 16 17 18 19 20 21; 2019-08-01 34 19 20 21 22 23 24 25; 2019-08-01 39 23 24 25 26 27 28 29; 2019-10-01 42 14 15 16 17 18 19 20; 2019-10-01 46 11 12 13 14 15 16 17; 2019-12-01 51 16 17 18 19 20 21 22
Monthly | bar: 2 7 8 9 10 11 12 13; 2019-02-01 6 4 5 6 7 8 9 10; 2019-02-01 10 4 5 6 7 8 9 10; 2019-04-01 15 8 9 10 11 12 13 14; 2019-04-01 20 13 14 15 16 17 18 19; 2019-06-01 24 10 11 12 13 14 15 16; 2019-06-01 28 8 9 10 11 12 13 14; 2019-08-01 33 12 13 14 15 16 17 18; 2019-08-01 38 16 17 18 19 20 21 22; 2019-10-01 41 7 8 9 10 11 12 13; 2019-10-01 45 4 5 6 7 8 9 10; 2019-12-01 50 9 10 11 12 13 14 15
Quarterly
HOSTEL BLOCK F- 1
Forth night | bar: 3 14 15 16 17 18 19 20; 2019-02-01 7 11 12 13 14 15 16 17; 2019-02-01 11 11 12 13 14 15 16 17; 2019-04-01 16 15 16 17 18 19 20 21; 2019-04-01 21 20 21 22 23 24 25 26; 2019-06-01 25 17 18 19 20 21 22 23; 2019-06-01 29 15 16 17 18 19 20 21; 2019-08-01 34 19 20 21 22 23 24 25; 2019-08-01 39 23 24 25 26 27 28 29; 2019-10-01 42 14 15 16 17 18 19 20; 2019-10-01 46 11 12 13 14 15 16 17; 2019-12-01 51 16 17 18 19 20 21 22
Monthly | bar: 2 7 8 9 10 11 12 13; 2019-02-01 6 4 5 6 7 8 9 10; 2019-02-01 10 4 5 6 7 8 9 10; 2019-04-01 15 8 9 10 11 12 13 14; 2019-04-01 20 13 14 15 16 17 18 19; 2019-06-01 24 10 11 12 13 14 15 16; 2019-06-01 28 8 9 10 11 12 13 14; 2019-08-01 33 12 13 14 15 16 17 18; 2019-08-01 38 16 17 18 19 20 21 22; 2019-10-01 41 7 8 9 10 11 12 13; 2019-10-01 45 4 5 6 7 8 9 10; 2019-12-01 50 9 10 11 12 13 14 15
Quarterly
HOSTEL BLOCK F- 2
Forth night | bar: 3 14 15 16 17 18 19 20; 2019-02-01 7 11 12 13 14 15 16 17; 2019-02-01 11 11 12 13 14 15 16 17; 2019-04-01 16 15 16 17 18 19 20 21; 2019-04-01 21 20 21 22 23 24 25 26; 2019-06-01 25 17 18 19 20 21 22 23; 2019-06-01 29 15 16 17 18 19 20 21; 2019-08-01 34 19 20 21 22 23 24 25; 2019-08-01 39 23 24 25 26 27 28 29; 2019-10-01 42 14 15 16 17 18 19 20; 2019-10-01 46 11 12 13 14 15 16 17; 2019-12-01 51 16 17 18 19 20 21 22
Monthly | bar: 2 7 8 9 10 11 12 13; 2019-02-01 6 4 5 6 7 8 9 10; 2019-02-01 10 4 5 6 7 8 9 10; 2019-04-01 15 8 9 10 11 12 13 14; 2019-04-01 20 13 14 15 16 17 18 19; 2019-06-01 24 10 11 12 13 14 15 16; 2019-06-01 28 8 9 10 11 12 13 14; 2019-08-01 33 12 13 14 15 16 17 18; 2019-08-01 38 16 17 18 19 20 21 22; 2019-10-01 41 7 8 9 10 11 12 13; 2019-10-01 45 4 5 6 7 8 9 10; 2019-12-01 50 9 10 11 12 13 14 15
Quarterly

## STP
|  | 2019-01-01 | [7 empty] | 2019-03-01 | [8 empty] | 2019-05-01 | [7 empty] | 2019-07-01 | [8 empty] | 2019-09-01 | [8 empty] | 2019-11-01
[6 empty] | 2019-02-01 | [7 empty] | 2019-04-01 | [8 empty] | 2019-06-01 | [8 empty] | 2019-08-01 | [8 empty] | 2019-10-01 | [7 empty] | 2019-12-01
| Week | 1 | 2 | 3 | 4 | 5 | 6 | 7 | 8 | 9 | 10 | 11 | 12 | 13 | 14 | 15 | 16 | 17 | 18 | 19 | 20 | 21 | 22 | 23 | 24 | 25 | 26 | 27 | 28 | 29 | 30 | 31 | 32 | 33 | 34 | 35 | 36 | 37 | 38 | 39 | 40 | 41 | 42 | 43 | 44 | 45 | 46 | 47 | 48 | 49 | 50 | 51 | 52 | 53
| Monday |  | 7 | 14 | 21 | 28 | 4 | 11 | 18 | 25 | 4 | 11 | 18 | 25 | 1 | 8 | 15 | 22 | 29 | 6 | 13 | 20 | 27 | 3 | 10 | 17 | 24 | 1 | 8 | 15 | 22 | 29 | 5 | 12 | 19 | 26 | 2 | 9 | 16 | 23 | 30 | 7 | 14 | 21 | 28 | 4 | 11 | 18 | 25 | 2 | 9 | 16 | 23 | 30
| Tuesday | 1 | 8 | 15 | 22 | 29 | 5 | 12 | 19 | 26 | 5 | 12 | 19 | 26 | 2 | 9 | 16 | 23 | 30 | 7 | 14 | 21 | 28 | 4 | 11 | 18 | 25 | 2 | 9 | 16 | 23 | 30 | 6 | 13 | 20 | 27 | 3 | 10 | 17 | 24 | 1 | 8 | 15 | 22 | 29 | 5 | 12 | 19 | 26 | 3 | 10 | 17 | 24 | 31
| Wednesday | 2 | 9 | 16 | 23 | 30 | 6 | 13 | 20 | 27 | 6 | 13 | 20 | 27 | 3 | 10 | 17 | 24 | 1 | 8 | 15 | 22 | 29 | 5 | 12 | 19 | 26 | 3 | 10 | 17 | 24 | 31 | 7 | 14 | 21 | 28 | 4 | 11 | 18 | 25 | 2 | 9 | 16 | 23 | 30 | 6 | 13 | 20 | 27 | 4 | 11 | 18 | 25
| Thursday | 3 | 10 | 17 | 24 | 31 | 7 | 14 | 21 | 28 | 7 | 14 | 21 | 28 | 4 | 11 | 18 | 25 | 2 | 9 | 16 | 23 | 30 | 6 | 13 | 20 | 27 | 4 | 11 | 18 | 25 | 1 | 8 | 15 | 22 | 29 | 5 | 12 | 19 | 26 | 3 | 10 | 17 | 24 | 31 | 7 | 14 | 21 | 28 | 5 | 12 | 19 | 26
| Friday | 4 | 11 | 18 | 25 | 1 | 8 | 15 | 22 | 1 | 8 | 15 | 22 | 29 | 5 | 12 | 19 | 26 | 3 | 10 | 17 | 24 | 31 | 7 | 14 | 21 | 28 | 5 | 12 | 19 | 26 | 2 | 9 | 16 | 23 | 30 | 6 | 13 | 20 | 27 | 4 | 11 | 18 | 25 | 1 | 8 | 15 | 22 | 29 | 6 | 13 | 20 | 27
| Saturday | 5 | 12 | 19 | 26 | 2 | 9 | 16 | 23 | 2 | 9 | 16 | 23 | 30 | 6 | 13 | 20 | 27 | 4 | 11 | 18 | 25 | 1 | 8 | 15 | 22 | 29 | 6 | 13 | 20 | 27 | 3 | 10 | 17 | 24 | 31 | 7 | 14 | 21 | 28 | 5 | 12 | 19 | 26 | 2 | 9 | 16 | 23 | 30 | 7 | 14 | 21 | 28
| Sunday | 6 | 13 | 20 | 27 | 3 | 10 | 17 | 24 | 3 | 10 | 17 | 24 | 31 | 7 | 14 | 21 | 28 | 5 | 12 | 19 | 26 | 2 | 9 | 16 | 23 | 30 | 7 | 14 | 21 | 28 | 4 | 11 | 18 | 25 | 1 | 8 | 15 | 22 | 29 | 6 | 13 | 20 | 27 | 3 | 10 | 17 | 24 | 1 | 8 | 15 | 22 | 29
SLUDGE RECIRCULATION PUMP -1
Weekly | [53 empty] | W | bar: 1 2 3 4 5 6 to 2019-12-01 52 23 24 25 26 27 28 29
Monthly | bar: 1 2 3 4 5 6; 2019-02-01 7 11 12 13 14 15 16 17; 2019-02-01 11 11 12 13 14 15 16 17; 2019-04-01 15 8 9 10 11 12 13 14; 2019-04-01 20 13 14 15 16 17 18 19; 2019-06-01 25 17 18 19 20 21 22 23; 2019-06-01 29 15 16 17 18 19 20 21; 2019-08-01 32 5 6 7 8 9 10 11; 2019-08-01 37 9 10 11 12 13 14 15; 2019-10-01 42 14 15 16 17 18 19 20; 2019-10-01 46 11 12 13 14 15 16 17; 2019-12-01 50 9 10 11 12 13 14 15
Quarterly | bar: 2019-04-01 15 8 9 10 11 12 13 14; 2019-08-01 32 5 6 7 8 9 10 11; 2019-12-01 51 16 17 18 19 20 21 22
Half Yearly
Annually
SLUDGE RECIRCULATION PUMP -2
Weekly | [53 empty] | W | bar: 1 2 3 4 5 6 to 2019-12-01 52 23 24 25 26 27 28 29
Monthly | bar: 1 2 3 4 5 6; 2019-02-01 7 11 12 13 14 15 16 17; 2019-02-01 11 11 12 13 14 15 16 17; 2019-04-01 15 8 9 10 11 12 13 14; 2019-04-01 20 13 14 15 16 17 18 19; 2019-06-01 25 17 18 19 20 21 22 23; 2019-06-01 29 15 16 17 18 19 20 21; 2019-08-01 32 5 6 7 8 9 10 11; 2019-08-01 37 9 10 11 12 13 14 15; 2019-10-01 42 14 15 16 17 18 19 20; 2019-10-01 46 11 12 13 14 15 16 17; 2019-12-01 50 9 10 11 12 13 14 15
Quarterly | bar: 2019-04-01 15 8 9 10 11 12 13 14; 2019-08-01 32 5 6 7 8 9 10 11; 2019-12-01 51 16 17 18 19 20 21 22
Half Yearly
Annually
FILTER FEED PUMP -1
Weekly | [53 empty] | W | bar: 1 2 3 4 5 6 to 2019-12-01 52 23 24 25 26 27 28 29
Monthly | bar: 1 2 3 4 5 6; 2019-02-01 7 11 12 13 14 15 16 17; 2019-02-01 11 11 12 13 14 15 16 17; 2019-04-01 15 8 9 10 11 12 13 14; 2019-04-01 20 13 14 15 16 17 18 19; 2019-06-01 25 17 18 19 20 21 22 23; 2019-06-01 29 15 16 17 18 19 20 21; 2019-08-01 32 5 6 7 8 9 10 11; 2019-08-01 37 9 10 11 12 13 14 15; 2019-10-01 42 14 15 16 17 18 19 20; 2019-10-01 46 11 12 13 14 15 16 17; 2019-12-01 50 9 10 11 12 13 14 15
Quarterly | bar: 2019-04-01 15 8 9 10 11 12 13 14; 2019-08-01 32 5 6 7 8 9 10 11; 2019-12-01 51 16 17 18 19 20 21 22
Half Yearly
Annually
FILTER FEED PUMP -2
Weekly | [53 empty] | W | bar: 1 2 3 4 5 6 to 2019-12-01 52 23 24 25 26 27 28 29
Monthly | bar: 1 2 3 4 5 6; 2019-02-01 7 11 12 13 14 15 16 17; 2019-02-01 10 4 5 6 7 8 9 10; 2019-04-01 15 8 9 10 11 12 13 14; 2019-04-01 20 13 14 15 16 17 18 19; 2019-06-01 24 10 11 12 13 14 15 16; 2019-06-01 29 15 16 17 18 19 20 21; 2019-08-01 32 5 6 7 8 9 10 11; 2019-08-01 37 9 10 11 12 13 14 15; 2019-10-01 42 14 15 16 17 18 19 20; 2019-10-01 46 11 12 13 14 15 16 17; 2019-12-01 50 9 10 11 12 13 14 15
Quarterly | bar: 2019-04-01 15 8 9 10 11 12 13 14; 2019-08-01 32 5 6 7 8 9 10 11; 2019-12-01 51 16 17 18 19 20 21 22
Half Yearly
Annually
AIR BLOWER NO 1
Weekly | [53 empty] | W | bar: 1 2 3 4 5 6 to 2019-12-01 52 23 24 25 26 27 28 29
Monthly | bar: 2 7 8 9 10 11 12 13; 2019-02-01 7 11 12 13 14 15 16 17; 2019-02-01 10 4 5 6 7 8 9 10; 2019-04-01 15 8 9 10 11 12 13 14; 2019-04-01 20 13 14 15 16 17 18 19; 2019-06-01 24 10 11 12 13 14 15 16; 2019-06-01 29 15 16 17 18 19 20 21; 2019-08-01 32 5 6 7 8 9 10 11; 2019-08-01 37 9 10 11 12 13 14 15; 2019-10-01 41 7 8 9 10 11 12 13; 2019-10-01 46 11 12 13 14 15 16 17; 2019-12-01 50 9 10 11 12 13 14 15
Quarterly | bar: 2019-04-01 16 15 16 17 18 19 20 21; 2019-08-01 32 5 6 7 8 9 10 11; 2019-12-01 51 16 17 18 19 20 21 22
Half Yearly
Annually
AIR BLOWER NO 2
Weekly | [53 empty] | W | bar: 1 2 3 4 5 6 to 2019-12-01 52 23 24 25 26 27 28 29
Monthly | bar: 2 7 8 9 10 11 12 13; 2019-02-01 7 11 12 13 14 15 16 17; 2019-02-01 10 4 5 6 7 8 9 10; 2019-04-01 15 8 9 10 11 12 13 14; 2019-04-01 20 13 14 15 16 17 18 19; 2019-06-01 24 10 11 12 13 14 15 16; 2019-06-01 29 15 16 17 18 19 20 21; 2019-08-01 32 5 6 7 8 9 10 11; 2019-08-01 37 9 10 11 12 13 14 15; 2019-10-01 41 7 8 9 10 11 12 13; 2019-10-01 46 11 12 13 14 15 16 17; 2019-12-01 50 9 10 11 12 13 14 15
Quarterly | bar: 2019-04-01 16 15 16 17 18 19 20 21; 2019-08-01 32 5 6 7 8 9 10 11; 2019-12-01 51 16 17 18 19 20 21 22
Half Yearly
Annually
TREATED WATER PUMP
Weekly | [53 empty] | W | bar: 1 2 3 4 5 6 to 2019-12-01 52 23 24 25 26 27 28 29
Monthly | bar: 2 7 8 9 10 11 12 13; 2019-02-01 7 11 12 13 14 15 16 17; 2019-02-01 10 4 5 6 7 8 9 10; 2019-04-01 15 8 9 10 11 12 13 14; 2019-04-01 20 13 14 15 16 17 18 19; 2019-06-01 24 10 11 12 13 14 15 16; 2019-06-01 29 15 16 17 18 19 20 21; 2019-08-01 32 5 6 7 8 9 10 11; 2019-08-01 37 9 10 11 12 13 14 15; 2019-10-01 41 7 8 9 10 11 12 13; 2019-10-01 46 11 12 13 14 15 16 17; 2019-12-01 50 9 10 11 12 13 14 15
Quarterly | bar: 2019-04-01 16 15 16 17 18 19 20 21; 2019-08-01 33 12 13 14 15 16 17 18; 2019-12-01 51 16 17 18 19 20 21 22
Half Yearly
Annually
TREATED WATER MOTOR
Weekly | [53 empty] | W | bar: 1 2 3 4 5 6 to 2019-12-01 52 23 24 25 26 27 28 29
Monthly | bar: 2 7 8 9 10 11 12 13; 2019-02-01 7 11 12 13 14 15 16 17; 2019-02-01 10 4 5 6 7 8 9 10; 2019-04-01 15 8 9 10 11 12 13 14; 2019-04-01 20 13 14 15 16 17 18 19; 2019-06-01 24 10 11 12 13 14 15 16; 2019-06-01 29 15 16 17 18 19 20 21; 2019-08-01 32 5 6 7 8 9 10 11; 2019-08-01 37 9 10 11 12 13 14 15; 2019-10-01 42 14 15 16 17 18 19 20; 2019-10-01 47 18 19 20 21 22 23 24; 2019-12-01 51 16 17 18 19 20 21 22
Quarterly | bar: 2019-04-01 16 15 16 17 18 19 20 21; 2019-08-01 33 12 13 14 15 16 17 18; 2019-12-01 51 16 17 18 19 20 21 22
Half Yearly
Annually

## LIFT
|  | 2019-01-01 | [7 empty] | 2019-03-01 | [8 empty] | 2019-05-01 | [7 empty] | 2019-07-01 | [8 empty] | 2019-09-01 | [8 empty] | 2019-11-01
[6 empty] | 2019-02-01 | [7 empty] | 2019-04-01 | [8 empty] | 2019-06-01 | [8 empty] | 2019-08-01 | [8 empty] | 2019-10-01 | [7 empty] | 2019-12-01
| Week | 1 | 2 | 3 | 4 | 5 | 6 | 7 | 8 | 9 | 10 | 11 | 12 | 13 | 14 | 15 | 16 | 17 | 18 | 19 | 20 | 21 | 22 | 23 | 24 | 25 | 26 | 27 | 28 | 29 | 30 | 31 | 32 | 33 | 34 | 35 | 36 | 37 | 38 | 39 | 40 | 41 | 42 | 43 | 44 | 45 | 46 | 47 | 48 | 49 | 50 | 51 | 52 | 53
| Monday |  | 7 | 14 | 21 | 28 | 4 | 11 | 18 | 25 | 4 | 11 | 18 | 25 | 1 | 8 | 15 | 22 | 29 | 6 | 13 | 20 | 27 | 3 | 10 | 17 | 24 | 1 | 8 | 15 | 22 | 29 | 5 | 12 | 19 | 26 | 2 | 9 | 16 | 23 | 30 | 7 | 14 | 21 | 28 | 4 | 11 | 18 | 25 | 2 | 9 | 16 | 23 | 30
| Tuesday | 1 | 8 | 15 | 22 | 29 | 5 | 12 | 19 | 26 | 5 | 12 | 19 | 26 | 2 | 9 | 16 | 23 | 30 | 7 | 14 | 21 | 28 | 4 | 11 | 18 | 25 | 2 | 9 | 16 | 23 | 30 | 6 | 13 | 20 | 27 | 3 | 10 | 17 | 24 | 1 | 8 | 15 | 22 | 29 | 5 | 12 | 19 | 26 | 3 | 10 | 17 | 24 | 31
| Wednesday | 2 | 9 | 16 | 23 | 30 | 6 | 13 | 20 | 27 | 6 | 13 | 20 | 27 | 3 | 10 | 17 | 24 | 1 | 8 | 15 | 22 | 29 | 5 | 12 | 19 | 26 | 3 | 10 | 17 | 24 | 31 | 7 | 14 | 21 | 28 | 4 | 11 | 18 | 25 | 2 | 9 | 16 | 23 | 30 | 6 | 13 | 20 | 27 | 4 | 11 | 18 | 25
| Thursday | 3 | 10 | 17 | 24 | 31 | 7 | 14 | 21 | 28 | 7 | 14 | 21 | 28 | 4 | 11 | 18 | 25 | 2 | 9 | 16 | 23 | 30 | 6 | 13 | 20 | 27 | 4 | 11 | 18 | 25 | 1 | 8 | 15 | 22 | 29 | 5 | 12 | 19 | 26 | 3 | 10 | 17 | 24 | 31 | 7 | 14 | 21 | 28 | 5 | 12 | 19 | 26
| Friday | 4 | 11 | 18 | 25 | 1 | 8 | 15 | 22 | 1 | 8 | 15 | 22 | 29 | 5 | 12 | 19 | 26 | 3 | 10 | 17 | 24 | 31 | 7 | 14 | 21 | 28 | 5 | 12 | 19 | 26 | 2 | 9 | 16 | 23 | 30 | 6 | 13 | 20 | 27 | 4 | 11 | 18 | 25 | 1 | 8 | 15 | 22 | 29 | 6 | 13 | 20 | 27
| Saturday | 5 | 12 | 19 | 26 | 2 | 9 | 16 | 23 | 2 | 9 | 16 | 23 | 30 | 6 | 13 | 20 | 27 | 4 | 11 | 18 | 25 | 1 | 8 | 15 | 22 | 29 | 6 | 13 | 20 | 27 | 3 | 10 | 17 | 24 | 31 | 7 | 14 | 21 | 28 | 5 | 12 | 19 | 26 | 2 | 9 | 16 | 23 | 30 | 7 | 14 | 21 | 28
| Sunday | 6 | 13 | 20 | 27 | 3 | 10 | 17 | 24 | 3 | 10 | 17 | 24 | 31 | 7 | 14 | 21 | 28 | 5 | 12 | 19 | 26 | 2 | 9 | 16 | 23 | 30 | 7 | 14 | 21 | 28 | 4 | 11 | 18 | 25 | 1 | 8 | 15 | 22 | 29 | 6 | 13 | 20 | 27 | 3 | 10 | 17 | 24 | 1 | 8 | 15 | 22 | 29
Energy House
Weekly | bar: 1 2 3 4 5 6 to 2019-12-01 51 16 17 18 19 20 21 22
Monthly | bar: 1 2 3 4 5 6; 2019-02-01 7 11 12 13 14 15 16 17; 2019-02-01 11 11 12 13 14 15 16 17; 2019-04-01 18 29 30 1 2 3 4 5; 2019-06-01 26 24 25 26 27 28 29 30; 2019-08-01 33 12 13 14 15 16 17 18; 2019-08-01 38 16 17 18 19 20 21 22; 2019-12-01 51 16 17 18 19 20 21 22
Quarterly | bar: 2019-04-01 15 8 9 10 11 12 13 14
AB-1
Weekly | bar: 1 2 3 4 5 6 to 2019-12-01 51 16 17 18 19 20 21 22
Monthly | bar: 1 2 3 4 5 6; 2019-02-01 7 11 12 13 14 15 16 17; 2019-02-01 11 11 12 13 14 15 16 17; 2019-04-01 18 29 30 1 2 3 4 5; 2019-06-01 26 24 25 26 27 28 29 30; 2019-08-01 33 12 13 14 15 16 17 18; 2019-08-01 38 16 17 18 19 20 21 22; 2019-12-01 51 16 17 18 19 20 21 22
Quarterly | bar: 2019-04-01 15 8 9 10 11 12 13 14

## Tank cleaning
|  | 2019-01-01 | [7 empty] | 2019-03-01 | [8 empty] | 2019-05-01 | [7 empty] | 2019-07-01 | [8 empty] | 2019-09-01 | [8 empty] | 2019-11-01
[6 empty] | 2019-02-01 | [7 empty] | 2019-04-01 | [8 empty] | 2019-06-01 | [8 empty] | 2019-08-01 | [8 empty] | 2019-10-01 | [7 empty] | 2019-12-01
| Week | 1 | 2 | 3 | 4 | 5 | 6 | 7 | 8 | 9 | 10 | 11 | 12 | 13 | 14 | 15 | 16 | 17 | 18 | 19 | 20 | 21 | 22 | 23 | 24 | 25 | 26 | 27 | 28 | 29 | 30 | 31 | 32 | 33 | 34 | 35 | 36 | 37 | 38 | 39 | 40 | 41 | 42 | 43 | 44 | 45 | 46 | 47 | 48 | 49 | 50 | 51 | 52 | 53
| Monday |  | 7 | 14 | 21 | 28 | 4 | 11 | 18 | 25 | 4 | 11 | 18 | 25 | 1 | 8 | 15 | 22 | 29 | 6 | 13 | 20 | 27 | 3 | 10 | 17 | 24 | 1 | 8 | 15 | 22 | 29 | 5 | 12 | 19 | 26 | 2 | 9 | 16 | 23 | 30 | 7 | 14 | 21 | 28 | 4 | 11 | 18 | 25 | 2 | 9 | 16 | 23 | 30
| Tuesday | 1 | 8 | 15 | 22 | 29 | 5 | 12 | 19 | 26 | 5 | 12 | 19 | 26 | 2 | 9 | 16 | 23 | 30 | 7 | 14 | 21 | 28 | 4 | 11 | 18 | 25 | 2 | 9 | 16 | 23 | 30 | 6 | 13 | 20 | 27 | 3 | 10 | 17 | 24 | 1 | 8 | 15 | 22 | 29 | 5 | 12 | 19 | 26 | 3 | 10 | 17 | 24 | 31
| Wednesday | 2 | 9 | 16 | 23 | 30 | 6 | 13 | 20 | 27 | 6 | 13 | 20 | 27 | 3 | 10 | 17 | 24 | 1 | 8 | 15 | 22 | 29 | 5 | 12 | 19 | 26 | 3 | 10 | 17 | 24 | 31 | 7 | 14 | 21 | 28 | 4 | 11 | 18 | 25 | 2 | 9 | 16 | 23 | 30 | 6 | 13 | 20 | 27 | 4 | 11 | 18 | 25
| Thursday | 3 | 10 | 17 | 24 | 31 | 7 | 14 | 21 | 28 | 7 | 14 | 21 | 28 | 4 | 11 | 18 | 25 | 2 | 9 | 16 | 23 | 30 | 6 | 13 | 20 | 27 | 4 | 11 | 18 | 25 | 1 | 8 | 15 | 22 | 29 | 5 | 12 | 19 | 26 | 3 | 10 | 17 | 24 | 31 | 7 | 14 | 21 | 28 | 5 | 12 | 19 | 26
| Friday | 4 | 11 | 18 | 25 | 1 | 8 | 15 | 22 | 1 | 8 | 15 | 22 | 29 | 5 | 12 | 19 | 26 | 3 | 10 | 17 | 24 | 31 | 7 | 14 | 21 | 28 | 5 | 12 | 19 | 26 | 2 | 9 | 16 | 23 | 30 | 6 | 13 | 20 | 27 | 4 | 11 | 18 | 25 | 1 | 8 | 15 | 22 | 29 | 6 | 13 | 20 | 27
| Saturday | 5 | 12 | 19 | 26 | 2 | 9 | 16 | 23 | 2 | 9 | 16 | 23 | 30 | 6 | 13 | 20 | 27 | 4 | 11 | 18 | 25 | 1 | 8 | 15 | 22 | 29 | 6 | 13 | 20 | 27 | 3 | 10 | 17 | 24 | 31 | 7 | 14 | 21 | 28 | 5 | 12 | 19 | 26 | 2 | 9 | 16 | 23 | 30 | 7 | 14 | 21 | 28
| Sunday | 6 | 13 | 20 | 27 | 3 | 10 | 17 | 24 | 3 | 10 | 17 | 24 | 31 | 7 | 14 | 21 | 28 | 5 | 12 | 19 | 26 | 2 | 9 | 16 | 23 | 30 | 7 | 14 | 21 | 28 | 4 | 11 | 18 | 25 | 1 | 8 | 15 | 22 | 29 | 6 | 13 | 20 | 27 | 3 | 10 | 17 | 24 | 1 | 8 | 15 | 22 | 29
HOSTEL BLOCK A
Monthly
Quarterly
Half Yearly | bar: 2019-06-01 26 24 25 26 27 28 29 30; 2019-10-01 46 11 12 13 14 15 16 17
HOSTEL BLOCK A SOLAR
Monthly
Quarterly
Half Yearly | bar: 2019-06-01 26 24 25 26 27 28 29 30; 2019-10-01 46 11 12 13 14 15 16 17
HOSTEL BLOCK B
Monthly
Quarterly
Half Yearly | bar: 2019-06-01 26 24 25 26 27 28 29 30; 2019-10-01 46 11 12 13 14 15 16 17
HOSTEL BLOCK B SOLAR
Monthly
Quarterly
Half Yearly | bar: 2019-06-01 26 24 25 26 27 28 29 30; 2019-10-01 46 11 12 13 14 15 16 17
HOSTEL BLOCK C
Monthly
Quarterly
Half Yearly | bar: 2019-06-01 26 24 25 26 27 28 29 30; 2019-10-01 46 11 12 13 14 15 16 17
HOSTEL BLOCK C SOLAR
Monthly
Quarterly
Half Yearly | bar: 2019-06-01 26 24 25 26 27 28 29 30; 2019-10-01 46 11 12 13 14 15 16 17
HOSTEL BLOCK D
Monthly
Quarterly
Half Yearly | bar: 2019-06-01 26 24 25 26 27 28 29 30; 2019-10-01 46 11 12 13 14 15 16 17
HOSTEL BLOCK D SOLAR
Monthly
Quarterly
Half Yearly | bar: 2019-06-01 26 24 25 26 27 28 29 30; 2019-10-01 46 11 12 13 14 15 16 17
HOSTEL BLOCK E
Monthly
Quarterly
Half Yearly | bar: 2019-06-01 26 24 25 26 27 28 29 30; 2019-10-01 46 11 12 13 14 15 16 17
HOSTEL BLOCK E SOLAR
Monthly
Quarterly
Half Yearly | bar: 2019-06-01 26 24 25 26 27 28 29 30; 2019-10-01 46 11 12 13 14 15 16 17
HOSTEL BLOCK F
Monthly
Quarterly
Half Yearly | bar: 2019-06-01 26 24 25 26 27 28 29 30; 2019-10-01 46 11 12 13 14 15 16 17
HOSTEL BLOCK F SOLAR
Monthly
Quarterly
Half Yearly | bar: 2019-06-01 26 24 25 26 27 28 29 30; 2019-10-01 46 11 12 13 14 15 16 17
FOOD COURT -1
Monthly
Quarterly
Half Yearly | bar: 2019-06-01 27 1 2 3 4 5 6 7; 2019-10-01 47 18 19 20 21 22 23 24
FOOD COURT -2
Monthly
Quarterly
Half Yearly | bar: 2019-06-01 27 1 2 3 4 5 6 7; 2019-10-01 47 18 19 20 21 22 23 24
PH -1
Monthly
Quarterly
Half Yearly | bar: 2019-06-01 27 1 2 3 4 5 6 7; 2019-10-01 47 18 19 20 21 22 23 24
PH -2
Monthly
Quarterly
Half Yearly | bar: 2019-06-01 27 1 2 3 4 5 6 7; 2019-10-01 47 18 19 20 21 22 23 24
ENERGY HOUSE
Monthly
Quarterly
Half Yearly | bar: 2019-06-01 28 8 9 10 11 12 13 14; 2019-12-01 48 25 26 27 28 29 30 1
AB-1
Monthly
Quarterly
Half Yearly | bar: 2019-06-01 28 8 9 10 11 12 13 14; 2019-12-01 48 25 26 27 28 29 30 1
AB-2
Monthly
Quarterly
Half Yearly | bar: 2019-06-01 28 8 9 10 11 12 13 14; 2019-12-01 48 25 26 27 28 29 30 1
AB-3
Monthly
Quarterly
Half Yearly | bar: 2019-06-01 28 8 9 10 11 12 13 14; 2019-12-01 48 25 26 27 28 29 30 1
AB-4
Monthly
Quarterly
Half Yearly | bar: 2019-06-01 28 8 9 10 11 12 13 14; 2019-12-01 48 25 26 27 28 29 30 1
AB-5
Monthly
Quarterly
Half Yearly | bar: 2019-06-01 28 8 9 10 11 12 13 14; 2019-12-01 48 25 26 27 28 29 30 1
AB-6
Monthly
Quarterly
Half Yearly | bar: 2019-06-01 28 8 9 10 11 12 13 14; 2019-12-01 48 25 26 27 28 29 30 1
AB-7
Monthly
Quarterly
Half Yearly | bar: 2019-06-01 28 8 9 10 11 12 13 14; 2019-12-01 48 25 26 27 28 29 30 1
AB-8
Monthly
Quarterly
Half Yearly | bar: 2019-06-01 28 8 9 10 11 12 13 14; 2019-12-01 48 25 26 27 28 29 30 1
AB-9
Monthly
Quarterly
Half Yearly | bar: 2019-06-01 28 8 9 10 11 12 13 14; 2019-12-01 48 25 26 27 28 29 30 1
AB-10
Monthly
Quarterly
Half Yearly | bar: 2019-06-01 28 8 9 10 11 12 13 14; 2019-12-01 48 25 26 27 28 29 30 1
AB-11
Monthly
Quarterly
Half Yearly | bar: 2019-06-01 28 8 9 10 11 12 13 14; 2019-12-01 48 25 26 27 28 29 30 1
MDC
Monthly
Quarterly
Half Yearly | bar: 2019-06-01 29 15 16 17 18 19 20 21; 2019-12-01 49 2 3 4 5 6 7 8
ANNEX
Monthly
Quarterly
Half Yearly | bar: 2019-06-01 29 15 16 17 18 19 20 21; 2019-12-01 49 2 3 4 5 6 7 8
PAVILLION
Monthly
Quarterly
Half Yearly | bar: 2019-06-01 29 15 16 17 18 19 20 21; 2019-12-01 49 2 3 4 5 6 7 8
IT
Monthly
Quarterly
Half Yearly | bar: 2019-06-01 29 15 16 17 18 19 20 21; 2019-12-01 49 2 3 4 5 6 7 8
LIBRARY
Monthly
Quarterly
Half Yearly | bar: 2019-06-01 29 15 16 17 18 19 20 21; 2019-12-01 49 2 3 4 5 6 7 8
HOSTEL MAIN GATE
Monthly
Quarterly
Half Yearly | bar: 2019-06-01 29 15 16 17 18 19 20 21; 2019-12-01 49 2 3 4 5 6 7 8

## Ess Check list
|  | UNIVERSITY OF PETROLEUM | Document No. 1
AND ENERGY STUDIES,
DEHRADUN
| Page 1 | Issue No. 02 | Dated: 15/6/2017
Preventive Maintenance Check List
| Equipment Name | Transformer -1 , 630 KVA
| ID | Trans-1
| Location | ESS
| Maintenance frequency | Weekly ( W), Monthly ( M), Half yearly ( HY), Yearly ( Y)
Sr. No. | Checkpoint/Work to be Done | Control Limit/ Condition | Work done | Worker |  | Officer
| PM - W - Monday |  |  | Name | Sign | Name | Sign
1 | Silica gel colour | blue
2 | oil leakage | no leakage
3 | sound of core | normal
PM - M (1st )
1 | Cable connections | no loosing/heating
2 | voltage regulator box checking | no loosing/heating
3 | resistance of windings | equal in 3 pairs
PM -HY ( MAY , NOV)
1 | Oil BD value to be checked | > 40 kv rms for 1 min
2 | earthing to be checked | < 2
3 | Meggar value of windings | > 25 Mega ohm
PM-Y ( NOV)
1 | Oil filteration
Signature
| Designation | Sr.Mgr. Tech . Services | Sr. Director - Admin | MR
|  | Prepared by | Approved by | Issued by
|  | UNIVERSITY OF PETROLEUM | Document No. 2
AND ENERGY STUDIES,
DEHRADUN
| Page 1 | Issue No. 02 | Dated: 15/6/2017
Preventive Maintenance Check List
| Equipment Name | Transformer -2 , 750 KVA
| ID | Trans-2
| Location | ESS
| Maintenance frequency | Weekly ( W), Monthly ( M), Half yearly ( HY), Yearly ( y)
Sr. No. | Checkpoint/Work to be Done | Control Limit/ Condition | Work done | Worker |  | Officer
| PM - W - Monday |  |  | name | sign | name | sign
1 | Silica gel colour | blue
2 | oil leakage | no leakage
3 | sound of core | normal
PM - M (1st )
1 | Cable connections | no loosing/heating
2 | voltage regulator box checking | no loosing/heating
3 | resistance of windings | equal in 3 pairs
PM -HY ( MAY , NOV)
1 | Oil BD value to be checked | > 40 kv rms for 1 min
2 | earthing to be checked | < 2
3 | Meggar value of windings | > 25 Mega ohm
PM-Y ( NOV)
1 | Oil filteration
|  | UNIVERSITY OF PETROLEUM | Document No. 3
AND ENERGY STUDIES,
DEHRADUN
| Page 1 | Issue No. 02 | Dated: 15/6/2017
Preventive Maintenance Check List
| Equipment Name | DG -1 , 125 KVA , Model -CS 125 D5P
| ID | DG-1
| Location | ESS
| Maintenance frequency | Daily ( D ) , Weekly ( W),Half Yearly ( HY)/300hrs,Yearly ( Y)/1500 hrs , 2 Year( 2Y)/6000 HRS
Sr. No. | Checkpoint/Work to be Done | Control Limit/ Condition | Work done | Worker |  | Officer
| PM - D |  |  | name | sign | name | sign
1 | Oil level | between L & H
2 | oil leakage | no leakage
3 | coolant level | up to mark
4 | Coolant leakage | no leakage
5 | drain water separator
6 | air cleaner restriction | red flag level
PM - W -Tuesday
1 | cleaning of precleaner dust pan
2 | ph value | 8.5-10
PM -HY ( JAN,JULY)
1 | Cable connections | no loosing/heating
2 | voltage regulator box checking | no loosing/heating
3 | Meggar value of windings with AVR open | > 5 Mega ohm
4 | resistance of windings | equal in 3 pairs
5 | earthing to be checked | < 2 ohm
6 | change engine oil
7 | change oil filter
8 | change by - pass oil filter
9 | lubricate ball joints of throttle linkage
10 | clean fuel tank breather
11 | clean crankcase breather
12 | check coolant inhibitor , add it.
13 | check all belts
14 | greasing of alternator
15 | Dust cleaning
Signature
| Designation | Sr.Mgr. Tech . Services | Sr. Director - Admin | MR
|  | Prepared by | Approved by | Issued by
|  | UNIVERSITY OF PETROLEUM | Document No. 4
AND ENERGY STUDIES,
DEHRADUN
| Page 1 | Issue No. 02 | Dated: 15/6/2017
Preventive Maintenance Check List
| Equipment Name | DG -2 , 500 KVA , Model -CJ 500 D5P
| ID | DG-2
| Location | ESS
| Maintenance frequency | Daily ( D ) , Weekly ( W),Half Yearly ( HY)/300hrs,Yearly ( Y)/1500 hrs , 2 Year( 2Y)/6000 HRS
Sr. No. | Checkpoint/Work to be Done | Control Limit/ Condition | Work done | Worker |  | Officer
| PM - D |  |  | name | sign | name | sign
1 | Oil level | between L & H
2 | oil leakage | no leakage
3 | coolant level | up to mark
4 | Coolant leakage | no leakage
5 | drain water separator
6 | air cleaner restriction | red flag level
PM - W -Tuesday
1 | cleaning of precleaner dust pan
2 | ph value | 8.5-10
PM -HY ( JAN,JULY)
1 | Cable connections | no loosing/heating
2 | voltage regulator box checking | no loosing/heating
3 | Meggar value of windings with AVR open | > 5 Mega ohm
4 | resistance of windings | equal in 3 pairs
5 | earthing to be checked | < 2 ohm
6 | change engine oil
7 | change oil filter
8 | change by - pass oil filter
9 | lubricate ball joints of throttle linkage
10 | clean fuel tank breather
11 | clean crankcase breather
12 | check coolant inhibitor , add it.
13 | check all belts
14 | greasing of alternator
15 | Dust cleaning
Signature
| Designation | Sr.Mgr. Tech . Services | Sr. Director - Admin | MR
|  | Prepared by | Approved by | Issued by
|  | UNIVERSITY OF PETROLEUM | Document no . 05
AND ENERGY STUDIES,
DEHRADUN
| Page 1 | Issue No. 02 | Dated: 15/6/2017
Preventive maintenance check list
| Equipment Name | DG -3 , 500 KVA , Model -CJ 500 D5P
| ID | DG-3
| Location | ESS
| Maintenance frequency | Daily ( D ) , Weekly ( W),Half Yearly ( HY)/300hrs,Yearly ( Y)/1500 hrs , 2 Year( 2Y)/6000 HRS
Sr. No. | Checkpoint/Work to be Done | Control Limit/ Condition | Work done | Worker |  | Officer
| PM - D |  |  | name | sign | name | sign
1 | Oil level | between L & H
2 | oil leakage | no leakage
3 | coolant level | up to mark
4 | Coolant leakage | no leakage
5 | drain water separator
6 | air cleaner restriction | red flag level
PM - W -Tuesday
1 | cleaning of precleaner dust pan
2 | ph value | 8.5-10
PM -HY ( JAN,JULY)
1 | Cable connections | no loosing/heating
2 | voltage regulator box checking | no loosing/heating
3 | Meggar value of windings with AVR open | > 5 Mega ohm
4 | resistance of windings | equal in 3 pairs
5 | earthing to be checked | < 2 ohm
6 | change engine oil
7 | change oil filter
8 | change by - pass oil filter
9 | lubricate ball joints of throttle linkage
10 | clean fuel tank breather
11 | clean crankcase breather
12 | check coolant inhibitor , add it.
13 | check all belts
14 | greasing of alternator
15 | Dust cleaning
Signature
| Designation | Sr.Mgr. Tech . Services | Director - Admin | MR
|  | Prepared by | Approved by | Issued by
|  | UNIVERSITY OF PETROLEUM | Document no . 06
AND ENERGY STUDIES,
DEHRADUN
| Page 1 | Issue No. 02 | Dated: 15/6/2017
Preventive maintenance check list
| Equipment Name | DG -4 , 250 KVA , Model -CJ 250 D5P
| ID | DG-4
| Location | ESS
| Maintenance frequency | Daily ( D ) , Weekly ( W),Half Yearly ( HY)/300hrs,Yearly ( Y)/1500 hrs , 2 Year( 2Y)/6000 HRS
Sr. No. | Checkpoint/Work to be Done | Control Limit/ Condition | Work done | Worker |  | Officer
| PM - D |  |  | name | sign | name | sign
1 | Oil level | between L & H
2 | oil leakage | no leakage
3 | coolant level | up to mark
4 | Coolant leakage | no leakage
5 | drain water separator
6 | air cleaner restriction | red flag level
PM - W -Tuesday
1 | cleaning of precleaner dust pan
2 | ph value | 8.5-10
PM -HY ( JAN,JULY)
1 | Cable connections | no loosing/heating
2 | voltage regulator box checking | no loosing/heating
3 | Meggar value of windings with AVR open | > 5 Mega ohm
4 | resistance of windings | equal in 3 pairs
5 | earthing to be checked | < 2 ohm
6 | change engine oil
7 | change oil filter
8 | change by - pass oil filter
9 | lubricate ball joints of throttle linkage
10 | clean fuel tank breather
11 | clean crankcase breather
12 | check coolant inhibitor , add it.
13 | check all belts
14 | greasing of alternator
15 | Dust cleaning
Signature
| Designation | Sr.Mgr. Tech . Services | Director - Admin | MR
|  | Prepared by | Approved by | Issued by
|  | UNIVERSITY OF PETROLEUM | Document No. 07
AND ENERGY STUDIES,
DEHRADUN
| Page 1 | Issue No. 02 | Dated: 15/6/2017
Preventive Maintenance Check List
| Equipment Name | PCC
| ID | PCC
| Location | ESS
| Maintenance frequency | M,Y
Sr. No. | Checkpoint/Work to be Done | Control Limit/ Condition | Work done | Worker |  | Officer
| PM - M - 3 rd |  |  | name | sign | name | sign
1 | Mainswitch/MCCB maintenance
2 | contacts | no carbon/marks
3 | loose connection | no
4 | heating | no
5 | tripping mechanism | healthy
6 | Dust cleaning
7 | busbar nut bolt tightening
8 | Dust cleaning
PM -Y -JULY
1 | ACB MAINTENANCE
2 | Arc chuts cleaning
3 | fixed/ moving contacts cleaning
4 | arcing contacts cleaning
5 | check arcing contacts gaps
6 | grasing on moving parts
7 | Interlocking checking
Signature
| Designation | Sr.Mgr. Tech . Services | Director - Admin | MR
|  | Prepared by | Approved by | Issued by
|  | UNIVERSITY OF PETROLEUM | Document No. 08
AND ENERGY STUDIES,
DEHRADUN
| Page 1 | Issue No. 02 | Dated: 15/6/2017
Preventive Maintenance Check List
| Equipment Name | VCB-1 , 630 AMP,12 KV, 20 KA
| ID | VCB-1
| Location | ESS
| Maintenance frequency | FN , Yearly ( y)
Sr. No. | Checkpoint/Work to be Done | Control Limit/ Condition | Work done | Worker |  | Officer
PM - FN ( 1,16)
1 | Silica gel replacement
2 | complete checking
3 | Dust cleaning
| PM -Y ( JULY ) |  |  | name | sign | name | sign
1 | Tripping checking | should be tripped on various trip commands
2 | Any heating at connections | no heating
3 | loose connections | no loosing
4 | meggar value | > 50 mega ohm
5 | Dust cleaning
Signature
| Designation | Sr.Mgr. Tech . Services | Sr. Director - Admin | MR
|  | Prepared by | Approved by | Issued by
|  | UNIVERSITY OF PETROLEUM | Document No. 09
AND ENERGY STUDIES,
DEHRADUN
| Page 1 | Issue No. 02 | Dated: 15/6/2017
Preventive Maintenance Check List
| Equipment Name | VCB-2 , 630 AMP,12 KV, 20 KA
| ID | VCB-2
| Location | ESS
| Maintenance frequency | FN , Yearly ( y)
Sr. No. | Checkpoint/Work to be Done | Control Limit/ Condition | Work done | Worker |  | Officer
PM - FN ( 1,16)
1 | Silica gel replacement
2 | complete checking
3 | Dust cleaning
| PM -Y ( JULY ) |  |  | name | sign | name | sign
1 | Tripping checking | should be tripped on various trip commands
2 | Any heating at connections | no heating
3 | loose connections | no loosing
4 | meggar value | > 50 mega ohm
5 | Dust cleaning
Signature
| Designation | Sr.Mgr. Tech . Services | Sr. Director - Admin | MR
|  | Prepared by | Approved by | Issued by
|  | UNIVERSITY OF PETROLEUM | Document No. 10
AND ENERGY STUDIES,
DEHRADUN
| Page 1 | Issue No. 02 | Dated: 15/6/2017
Preventive Maintenance Check List
| Equipment Name | VCB-3 , 630 AMP,12 KV, 20 KA
| ID | VCB-3
| Location | ESS
| Maintenance frequency | FN , Yearly ( y)
Sr. No. | Checkpoint/Work to be Done | Control Limit/ Condition | Work done | Worker |  | Officer
PM - FN ( 1,16)
1 | Silica gel replacement
2 | complete checking
3 | Dust cleaning
| PM -Y ( JULY ) |  |  | name | sign | name | sign
1 | Tripping checking | should be tripped on various trip commands
2 | Any heating at connections | no heating
3 | loose connections | no loosing
4 | meggar value | > 50 mega ohm
5 | Dust cleaning
Signature
| Designation | Sr.Mgr. Tech . Services | Sr. Director - Admin | MR
|  | Prepared by | Approved by | Issued by
|  | UNIVERSITY OF PETROLEUM | Document No. 11
AND ENERGY STUDIES,
DEHRADUN
| Page 1 | Issue No. 02 | Dated: 15/6/2017
Preventive Maintenance Check List
| Equipment Name | PLC
| ID | PLC
| Location | ESS
| Maintenance frequency | M
Sr. No. | Checkpoint/Work to be Done | Control Limit/ Condition | Work done | Worker |  | Officer
| PM - M- 4th |  |  | name | sign | name | sign
1 | loose connection | no
2 | heating | no
3 | Dust cleaning
Signature
| Designation | Sr.Mgr. Tech . Services | Sr. Director - Admin | MR
|  | Prepared by | Approved by | Issued by

## LT HT
PPM Job Description/Details for HT Panel |  | PPM Job Description/Details for LT Panel
Monthly | Shut down the panel from mains TPMO | Monthly | Shut down the entire section
| Then open the back side covering |  | Open the necessary covering
| Cleaning dusting of the panel |  | Cleaning/ dusting of the section
| Physical checking of the cables |  | Physical checking of cables/wiring/MCCB's/Capacitors
Quarterly | Shut down the panel from mains TPMO | Quarterly | Shut down the entire section
| Then open the back side covering |  | Open the necessary covering
| Cleaning dusting of the panel |  | Cleaning/ dusting of the section
| Physical checking of the wiring |  | Physical checking of cables/wiring/MCCB's/Capacitors
| Tchecking the nut bolts conditions of bus bars , replace if required |  | Checking condtions of Nut bolts of bus bars if required replace it.
| physical checking of the control wiring of the panel |  | Physical checking of cables/control wiring/ Contactors/Relays
Half- Yearly | Shut down the panel from mains TPMO | Half- Yearly | Shut down the entire section
| Then open the back side covering |  | Open the necessary covering
| Cleaning dusting of the panel |  | Cleaning/ dusting of the section
| Physical checking of the cables |  | Physical checking of cables/wiring/MCCB's/Capacitors
| checking the nut bolts conditions of bus bars , replace if required |  | Checking condtions of Nut bolts of bus bars if required replace it.
| physical checking of the control wiring of the panel |  | Physical checking of cables/control wiring/ Contactors/Relays/
Annually | Shut down the panel from mains TPMO | Annually | Shut down the entire section
| Then open the back side covering |  | Open the necessary covering
| Cleaning dusting of the panel |  | Cleaning/ dusting of the section
| Physical checking of the wiring |  | Physical checking of cables/wiring/MCCB's/Capacitors
| Tighting the nut bolts of bus bars |  | Checking condtions of Nut bolts of bus bars if required replace it.
| checking the nut bolts conditions of bus bars , replace if required |  | Physical checking of cables/control wiring/ Contactors/Relays/
| Servicing of the HT panel VCB in once a year |  | Servicing of ACB by using required service kits

## DG
PPM Job Description/Details for DG 'A' & 'B' Check
Daily 'A' Check | Daily checking of Lube Oil Level
Dailychecking of coolent Level
Battery Physical condition Checking
Checking of any leakage
Checking of wiring/Cabeling if any
B' Check 300 hrs/ Six Months | Changing of Lube Oil filters
Changing of coolent filters
Changing of air filters
Changing of fuel filters
Changing of water fuel seprator
changing Lube oil & coolent

## LIFT WORK
PPM Job Description/Details for DG 'A' & 'B' Check
Weekly | checking of Door sensor
Dusting & cleaning of the sensor parts
ERD Battery Physical condition Checking
Checking of wiring/Cabeling if any
Checking of control panel.
Monthly | checking of Door sensor
Dusting & cleaning of the sensor parts
ERD Battery Physical condition Checking
Checking of wiring/Cabeling if any
Checking the motor condition
Tigting of nut bolts

## HVAC PPM
PPM Job Description/Details for HVAC
Monthly | Dusting and cleaning of filters & dry servicing.
Checking of indoor unit & cleaning.
Checking of outdoor unit & cleaning.
Checking of electrical wiring & Ampers.
All unit mode set according to the requirement.
Quarterly | Dusting and cleaning of filters.
Checking of indoor unit & cleaning.
Checking of outdoor unit & cleaning.
Checking of electrical wiring & Ampers.
Complete dismantelling & wet servicing
Checking of all errors testing & checking